{"text_format":"1","workbook":"xlsx","n_sheets":8,"sheets":["Quick Guide","DX1","DX2","DX3","RX1S","DampfDruck","Kt","Language"],"not_rendered":{"charts":0,"images":18,"macros":1,"external_links":0,"defined_names":7,"comments":5,"pivot_tables":0},"unopened":[],"bounds":{"document_bytes":16777216,"sheet_cells":100000,"rows_first":2000,"rows_last":500,"rows_between":2000,"halvings":0,"cell_chars":16384,"cell_head_chars":4096},"cells_cut":0,"cells_raw":0,"read":"row_number_cap","date_system":"1900"}

{"sheet":"Quick Guide","index":0,"n_rows":8,"n_cols":6,"rows_kept":8,"cut":false,"hidden":false,"merged":[],"read":"row_number_cap"}
[]
[]
[null,"产品系列\nSeries          ","产品示例\nPictures","阀结构\nStructure","     名义制冷量\nNominal Capacity","制冷剂\nRefrigerant"]
[null,null,null,"双向\nBi-Fow","1.5 - 8.2 冷吨 (R22)\n1.5 - 8.2   RT (R22)                ","R134a  R22\nR404A  R32\nR407C  R448A R449A  R410A        "]
[null,null,null,"双向\nBi-Fow","08 - 25 冷吨 (R22)\n08 - 25   RT (R22)                ","R407C              R134a              R410A              R32                  R22       "]
[null,null,null,"双向\nBi-Fow","08 - 25 冷吨 (R22)\n08 - 25   RT (R22)                ","R407C              R134a              R410A              R32                  R22       "]
[null,null,null,"单向\nUni-Flow","0.25 - 4 冷吨 (R404A)\n0.25 - 4   RT (R404A)                ","R134a  R22\nR404A  R507\nR407F  R448A R449A  R450A R513A         "]
[null,"TRAES",null,"整体\nHermetic","8 - 15 冷吨 (R22)\n8 - 15   RT (R22)                ","R134a\nR22\nR404A\nR507\nR407C          "]

{"sheet":"DX1","index":1,"n_rows":358,"n_cols":45,"rows_kept":358,"cut":false,"hidden":false,"merged":[[13,0,13,2],[13,7,14,9],[13,10,13,12],[13,30,13,40],[0,10,0,19],[1,0,1,19],[2,3,2,4],[5,0,5,1],[5,10,5,11],[7,0,7,3],[7,10,7,13],[7,52,7,53],[8,30,8,40],[10,0,10,3],[10,10,10,13],[10,55,10,56],[21,0,21,4],[21,10,21,14],[15,0,15,3],[15,10,15,13],[16,7,23,7],[17,0,17,3],[17,10,17,13],[22,0,23,6],[22,10,23,16],[17,48,17,49],[17,53,17,55],[18,30,18,40],[19,0,19,3],[19,10,19,13],[25,7,25,8],[26,17,28,18],[29,47,29,48],[30,0,30,1],[30,7,30,8],[30,10,30,11],[30,17,30,18],[30,12,30,13],[30,14,30,15],[32,0,34,1],[32,7,32,8],[32,10,34,11],[32,17,32,18],[33,7,33,8],[33,17,33,18],[34,7,34,8],[34,17,34,18],[38,10,39,12],[38,17,38,18],[39,7,39,8],[39,17,39,18],[30,52,30,54],[121,36,121,44],[10,17,11,19],[12,17,21,17],[46,13,49,19],[54,0,56,9],[54,10,56,19],[60,9,77,9],[60,19,77,19],[79,9,86,9],[79,19,86,19],[36,0,36,1],[36,7,36,8],[36,10,36,11],[36,17,36,18],[38,0,39,2],[38,7,38,8]]}
[{"$f":"INDEX(Language!$F$2:$G$70,2,Language!$E$1)","v":"使用方法: 选择冷媒, 并在黄色部分填入你所要求的工况"},null,null,null,null,null,null,null,null,null,{"$f":"INDEX(Language!$F$2:$G$41,2,Language!$E$1)","v":"使用方法: 选择冷媒, 并在黄色部分填入你所要求的工况"}]
[{"$f":"INDEX(Language!$F$2:$G$70,3,Language!$E$1)","v":"错误信息: Po或Pc如显示N/A, 表示已超出冷媒的正常工况."}]
[null,null,null,{"$f":"INDEX(Language!$F$2:$G$70,4,Language!$E$1)","v":"项目:"}]
[null,null,null,null,null,null,null,null,null,null,null,null,null,null,null,null,null,null,null,null,null,null,null,null,null,null,null,null,null,null,"DP",null,null,"Kt","Zeile in","KDP",null,null,null,null,3,{"$f":"INDEX(AP5:AP13,U59)","v":{"$error":"#REF!"}}]
[null,null,null,null,null,null,null,null,null,null,null,null,null,null,null,null,null,null,null,null,null,null,null,null,null,null,null,null,null,null,{"$f":"P12-(P9+P22)","v":5.4487000000000005},null,null,"bar","Korr.Tab",{"$f":"SQRT(S121/AE5)","v":1.4914106970677263},null,null,null,null,null,2,"R410A"]
[{"$f":"INDEX(Language!$F$2:$G$70,5,Language!$E$1)","v":"冷媒:"},null,{"$f":"M6","v":"R744"},null,null,null,null,null,null,null,{"$f":"INDEX(Language!$F$2:$G$41,5,Language!$E$1)","v":"冷媒:"},null,{"$f":"HLOOKUP(U60,W59:AE60,2)","v":"R744"},null,null,null,null,null,null,null,null,null,null,null,null,null,null,null,null,null,null,null,null,{"$f":"HLOOKUP(P8,Kt!$C$3:'Kt'!$ED$1181,$AI$6,)","v":0.85418407544467001},{"$f":"MATCH(AJ6,Kt!$C$3:'Kt'!$C$1181,0)","v":1023},{"$f":"S119","v":1135},null,null,null,null,null,3,"R134a"]
[null,null,null,null,null,null,null,null,null,null,null,null,null,null,null,null,null,null,null,null,null,null,null,null,null,null,null,null,{"$f":"(100-P14)/100","v":1},null,"Kü",null,null,1,null,null,null,null,null,null,null,4,"R22"]
[{"$f":"INDEX(Language!$F$2:$G$70,6,Language!$E$1)","v":"蒸发温度"},null,null,null,"To:",10,{"$f":"INDEX(Language!$B$5:$D$15,2,Language!$B$2)","v":"°C"},null,null,null,{"$f":"INDEX(Language!$F$2:$G$41,6,Language!$E$1)","v":"蒸发温度"},null,null,null,"To:",-30,"°C",null,null,null,null,null,null,null,null,null,null,null,null,null,null,null,null,null,null,null,null,null,null,null,null,5,"R404A"]
[null,null,null,null,"Po=",{"$f":"(P9)*INDEX(Language!$B$5:$D$15,9,Language!$B$2)","v":1.7285999999999999},{"$f":"INDEX(Language!$B$5:$D$15,10,Language!$B$2)","v":"bara"},null,null,null,null,null,null,null,"Po=",{"$f":"(VLOOKUP(P8,DampfDruck!$U$4:$AF$404,$U$60,))/100000","v":1.7285999999999999},"bara",null,null,null,null,null,null,null,null,null,null,null,null,null,null,null,null,null,null,null,null,null,null,null,null,6,"R507"]
[null,null,null,null,null,{"$f":"IF(C6=\"R407C\",INDEX(Language!$F$2:$G$70,60,Language!$E$1),\"\")","v":""},null,null,null,null,null,null,null,null,null,{"$f":"IF(M6=\"R407C\",INDEX(Language!$F$2:$G$70,60,Language!$E$1),\"\")","v":""},null,null,null,null,null,null,null,null,null,null,null,null,null,null,"R124",null,null,"R134a","R22","R23","R404A","R407C","R410A","R507","R744",7,"R407F"]
[{"$f":"INDEX(Language!$F$2:$G$70,7,Language!$E$1)","v":"冷凝温度"},null,null,null,"Tc:",30,{"$f":"INDEX(Language!$B$5:$D$15,2,Language!$B$2)","v":"°C"},null,null,null,{"$f":"INDEX(Language!$F$2:$G$41,7,Language!$E$1)","v":"冷凝温度"},null,null,null,"Tc:",10,"°C",{"$f":"INDEX(Language!$F$2:$G$41,23,Language!$E$1)","v":"指定工况下阀的最大容量   (kW)"},null,null,null,null,null,null,null,null,null,null,null,null,{"$f":"IF($M$6=AE10,(MATCH($P$20,T18:T21,-1)),FALSE)","v":false},null,null,{"$f":"IF($M$6=AH10,(MATCH($P$20,U5:U8,-1)),FALSE)","v":false},{"$f":"IF($M$6=AI10,(MATCH($P$20,W5:W8,-1)),FALSE)","v":false},false,false,false,false,false,{"$error":"#N/A"},8,"R32"]
[null,null,null,null,"Pc=",{"$f":"(P12)*INDEX(Language!$B$5:$D$15,9,Language!$B$2)","v":8.6773000000000007},{"$f":"INDEX(Language!$B$5:$D$15,10,Language!$B$2)","v":"bara"},null,null,null,null,null,null,null,"Pc=",{"$f":"(VLOOKUP(P11,DampfDruck!$F$4:$Q$404,$U$60,))/100000","v":8.6773000000000007},"bara",null,null,null,null,null,null,null,null,null,null,null,null,null,{"$f":"IF(AE11=1,\"EX8\",IF(AE11=2,\"EX7\",IF(AE11=3,\"EX6\",IF(AE11=4,\"EX5\",#N/A))))","v":{"$error":"#N/A"}},null,null,{"$error":"#N/A"},{"$error":"#N/A"},{"$error":"#N/A"},{"$error":"#N/A"},{"$error":"#N/A"},{"$error":"#N/A"},{"$error":"#N/A"},{"$f":"IF(AO11=1,\"EX8\",IF(AO11=2,\"EX7\",IF(AO11=3,\"EX6\",IF(AO11=4,\"EX5\",#N/A))))","v":{"$error":"#N/A"}},9,"R407C"]
[null,null,null,null,null,{"$f":"IF(C6=\"R407C\",INDEX(Language!$F$2:$G$70,61,Language!$E$1),\"\")","v":""},null,null,null,null,null,null,null,null,null,{"$f":"IF(M6=\"R407C\",INDEX(Language!$F$2:$G$70,61,Language!$E$1),\"\")","v":""},null,"DX1",{"$f":"INDEX(Language!$F$2:$G$70,69,Language!$E$1)","v":"DX1"},{"$f":"HLOOKUP(U60,W59:AG60,2)","v":"R448A"},null,null,null,null,null,null,null,null,null,null,null,null,null,null,null,null,null,null,null,null,null,10,"R744"]
[{"$f":"INDEX(Language!$F$2:$G$70,8,Language!$E$1)","v":"过冷度"},null,null,null,"DTsub:",20,{"$f":"INDEX(Language!$B$5:$D$15,3,Language!$B$2)","v":"K"},{"$f":"INDEX(Language!$F$2:$G$70,23,Language!$E$1)","v":"指定工况下阀的最大容量   (kW)"},null,null,{"$f":"INDEX(Language!$F$2:$G$41,8,Language!$E$1)","v":"过冷度"},null,null,null,"DTsub:",0,"K",null,{"$f":"U61","v":"DX1-A32"},{"$f":"IF(S61=\"-\",\"-\",S61/($AJ$5*$AH$6*$AH$7))","v":23.078023225073505},null,{"$f":"0.85*T14","v":19.616319741312477},null,null,null,null,null,null,null,null,null,null,null,null,null,null,null,null,null,null,null,11,"R448A"]
[null,null,null,null,null,null,null,null,null,null,null,null,null,null,null,null,null,null,{"$f":"U62","v":"DX1-A30"},{"$f":"IF(S62=\"-\",\"-\",S62/($AJ$5*$AH$6*$AH$7))","v":21.351096317074806},null,18.148431869513583,null,null,null,null,null,null,null,null,"R1",null,null,"R134a","R22","R231","R404A","R407C","R410A","R507","R7",12,"R449A"]
[{"$f":"INDEX(Language!$F$2:$G$70,9,Language!$E$1)","v":"液体温度"},null,null,null,"Tliquid:",{"$f":"F11-F14","v":10},{"$f":"INDEX(Language!$B$5:$D$15,2,Language!$B$2)","v":"°C"},null,{"$f":"INDEX(Language!$F$2:$G$70,17,Language!$E$1)","v":"RX1S"},{"$f":"T16","v":19.62416940907611},{"$f":"INDEX(Language!$F$2:$G$41,9,Language!$E$1)","v":"液体温度"},null,null,null,"Tliquid:",{"$f":"P11-P14","v":10},"°C",null,"DX1-A28",19.62416940907611,null,16.680543997714693,null,null,null,null,null,null,null,null,{"$f":"IF($M$6=AE15,(MATCH($P$20,T25:T29,-1)),FALSE)","v":false},null,null,{"$f":"IF($M$6=AH15,(MATCH($P$20,U12:U16,-1)),FALSE)","v":false},{"$f":"IF($M$6=AI15,(MATCH($P$20,W12:W16,-1)),FALSE)","v":false},false,false,false,false,false,false]
[null,null,null,null,null,null,null,{"$f":"I16","v":"RX1S"},{"$f":"U61","v":"DX1-A32"},{"$f":"IF(T17=\"-\",\"-\",T17*INDEX(Language!$B$5:$D$15,8,Language!$B$2))","v":14.364892007443713},null,null,null,null,null,null,null,null,"DX1-A24",14.364892007443713,null,12.210158206327156,null,null,null,null,null,null,null,null,{"$f":"IF(AE16=1,\"EX1-I\",IF(AE16=2,\"EX1-G\",IF(AE16=3,\"EX1-E\",IF(AE16=4,\"EX1-C\",IF(AE16=5,\"EX1-A\",#N/A)))))","v":{"$error":"#N/A"}},null,null,{"$f":"IF(AH16=1,\"EX1-I\",IF(AH16=2,\"EX1-G\",IF(AH16=3,\"EX1-E\",IF(AH16=4,\"EX1-C\",IF(AH16=5,\"EX1-A\",#N/A)))))","v":{"$error":"#N/A"}},{"$error":"#N/A"},{"$error":"#N/A"},{"$error":"#N/A"},{"$error":"#N/A"},{"$error":"#N/A"},{"$error":"#N/A"},{"$f":"IF(AO16=1,\"EX1-I\",IF(AO16=2,\"EX1-G\",IF(AO16=3,\"EX1-E\",IF(AO16=4,\"EX1-C\",IF(AO16=5,\"EX1-A\",#N/A)))))","v":{"$error":"#N/A"}}]
[{"$f":"INDEX(Language!$F$2:$G$70,10,Language!$E$1)","v":"阀两端的压差"},null,null,null,null,{"$f":"F12-(F9+F22)","v":6.6087000000000007},{"$f":"INDEX(Language!$B$5:$D$15,5,Language!$B$2)","v":"bar"},null,{"$f":"U62","v":"DX1-A30"},{"$f":"IF(T18=\"-\",\"-\",T18*INDEX(Language!$B$5:$D$15,8,Language!$B$2))","v":12.166985033627187},{"$f":"INDEX(Language!$F$2:$G$41,10,Language!$E$1)","v":"阀两端的压差"},null,null,null,null,{"$f":"P12-(P9+P22)","v":5.4487000000000005},"bar",null,"DX1-A22",12.166985033627187,null,10.341937278583108,null,null,null,null,null,null,null,null,null,null,null,null,null,null,null,null,null,null,null,null,1,2]
[null,null,null,null,null,null,null,null,"DX1-A28",{"$f":"IF(T19=\"-\",\"-\",T19*INDEX(Language!$B$5:$D$15,8,Language!$B$2))","v":10.047574737446968},null,null,null,null,null,null,null,null,"DX1-A20",10.047574737446968,null,8.5404385268299237,null,null,null,null,null,null,null,null,null,null,null,null,null,null,null,null,null,null,null,null,"R407C",1010]
[{"$f":"INDEX(Language!$F$2:$G$70,11,Language!$E$1)","v":"系统制冷量"},null,null,null,"Q0:",70,{"$f":"INDEX(Language!$B$5:$D$15,4,Language!$B$2)","v":"kW"},null,"DX1-A24",{"$f":"IF(T20=\"-\",\"-\",T20*INDEX(Language!$B$5:$D$15,8,Language!$B$2))","v":8.2421511518119654},{"$f":"INDEX(Language!$F$2:$G$41,11,Language!$E$1)","v":"系统制冷量"},null,null,null,"Q0:",10,"kW",null,"DX1-A18",8.2421511518119654,null,7.0058284790401704,null,null,null,null,null,null,null,null,"R1",null,null,"R134a","R22","R231","R404A","R407C","R408","R507","R7",null,"R134a",120]
[null,null,null,null,null,null,null,null,"DX1-A22",{"$f":"IF(T21=\"-\",\"-\",T21*INDEX(Language!$B$5:$D$15,8,Language!$B$2))","v":6.7507142767221815},null,null,null,null,null,null,null,null,"DX1-A16",6.7507142767221815,null,5.7381071352138537,null,null,null,null,null,null,null,null,{"$f":"IF($M$6=AE20,(MATCH($P$20,T34:T41,-1)),FALSE)","v":false},null,null,{"$f":"IF($M$6=AH20,(MATCH($P$20,U21:U40,-1)),FALSE)","v":false},{"$f":"IF($M$6=AI20,(MATCH($P$20,W21:W40,-1)),FALSE)","v":false},false,false,false,false,false,false,null,"R22",260]
[{"$f":"INDEX(Language!$F$2:$G$70,12,Language!$E$1)","v":"压降"},null,null,null,null,0.34,{"$f":"INDEX(Language!$B$5:$D$15,5,Language!$B$2)","v":"bar"},null,"DX1-A20",{"$f":"IF(T22=\"-\",\"-\",T22*INDEX(Language!$B$5:$D$15,8,Language!$B$2))","v":4.2388205923604394},{"$f":"INDEX(Language!$F$2:$G$41,12,Language!$E$1)","v":"压降"},null,null,null,null,1.5,"bar",null,"DX1-A13",4.2388205923604394,null,3.6029975035063733,null,null,null,null,null,1,{"$f":"Language!F$2","v":"English"},null,{"$f":"IF(AE21=1,\"EX2\",IF(AE21=2,\"EXO-004\",IF(AE21=3,\"EXO-003\",IF(AE21=4,\"EXO-002\",IF(AE21=5,\"EXO-001\",IF(AE21=6,\"EXO-000\",IF(AE21=7,\"EXO-00X\",#N/A)))))))","v":{"$error":"#N/A"}},null,null,{"$f":"IF(AH21=1,\"EX2\",IF(AH21=2,\"EXO-004\",IF(AH21=3,\"EXO-003\",IF(AH21=4,\"EXO-002\",IF(AH21=5,\"EXO-001\",IF(AH21=6,\"EXO-000\",IF(AH21=7,\"EXO-00X\",#N/A)))))))","v":{"$error":"#N/A"}},{"$error":"#N/A"},{"$error":"#N/A"},{"$error":"#N/A"},{"$error":"#N/A"},{"$error":"#N/A"},{"$error":"#N/A"},{"$f":"IF(AO21=1,\"EX2\",IF(AO21=2,\"EXO-004\",IF(AO21=3,\"EXO-003\",IF(AO21=4,\"EXO-002\",IF(AO21=5,\"EXO-001\",IF(AO21=6,\"EXO-000\",IF(AO21=7,\"EXO-00X\",#N/A)))))))","v":{"$error":"#N/A"}},null,"R32",930]
[{"$f":"INDEX(Language!$F$2:$G$70,13,Language!$E$1)","v":"(液管, 干燥过滤器, 电磁阀, 视液镜, 分液头, 蒸发器)"},null,null,null,null,null,null,null,"DX1-A18",{"$f":"IF(T23=\"-\",\"-\",T23*INDEX(Language!$B$5:$D$15,8,Language!$B$2))","v":0},{"$f":"INDEX(Language!$F$2:$G$41,13,Language!$E$1)","v":"(液管, 干燥过滤器, 电磁阀, 视液镜, 分液头, 蒸发器)"},null,null,null,null,null,null,null,null,null,null,0,null,null,null,null,null,2,{"$f":"Language!G$2","v":"Chinese"},null,null,null,null,null,null,null,null,null,null,null,null,null,"R404A",440]
[null,null,null,null,null,null,null,null,"DX1-A16",{"$f":"IF(T24=\"-\",\"-\",T24*INDEX(Language!$B$5:$D$15,8,Language!$B$2))","v":0},null,null,null,null,null,null,null,null,null,null,null,0,null,null,null,null,null,null,null,null,null,null,null,null,null,null,null,null,null,null,null,null,"R407F",520]
[null,null,null,null,null,null,null,null,null,null,null,null,null,null,null,null,null,null,null,null,null,null,null,null,null,null,null,null,null,null,null,null,null,null,null,null,null,null,null,null,null,null,"R410A",640]
[{"$f":"INDEX(Language!$F$2:$G$70,14,Language!$E$1)","v":"你的选择"},null,null,{"$f":"INDEX(Language!$F$2:$G$70,15,Language!$E$1)","v":"型号"},null,{"$f":"P26","v":"产品编号:"},null,{"$f":"R26","v":0},null,null,{"$f":"INDEX(Language!$F$2:$G$41,14,Language!$E$1)","v":"你的选择"},null,null,{"$f":"INDEX(Language!$F$2:$G$41,15,Language!$E$1)","v":"型号"},null,{"$f":"INDEX(Language!$F$2:$G$41,18,Language!$E$1)","v":"产品编号:"},null,null,{"$f":"INDEX(Language!$F$2:$G$70,66,Language!$E$1)","v":"备注"},null,null,null,null,null,null,null,null,null,null,null,null,null,null,null,null,null,null,null,null,null,null,null,"R507",760]
[{"$f":"K27","v":0},null,null,{"$f":"N27","v":0},null,null,null,null,null,null,null,null,null,null,null,null,null,null,null,null,null,null,null,null,null,null,null,null,null,null,null,null,null,null,null,null,null,null,null,null,null,null,"R744",870]
[{"$f":"K28","v":"DX1"},null,null,{"$f":"N28","v":"DX1-A22"},null,{"$f":"P28","v":"098374"},null,null,null,null,{"$f":"INDEX(Language!$F$2:$G$70,69,Language!$E$1)","v":"DX1"},null,null,{"$f":"INDEX(S14:S31,T58,1)","v":"DX1-A22"},null,{"$f":"INDEX(V61:V78,T58,1)","v":"098374"},null,null,null,null,null,null,null,null,null,null,null,null,null,null,null,null,null,null,null,null,null,null,null,null,null,null,"R448A",1125]
[null,null,null,null,null,null,null,null,null,null,null,null,null,null,null,null,null,null,null,null,null,null,null,null,null,null,null,null,null,null,null,null,null,null,null,null,null,null,null,null,null,null,"R449A",1235]
[null,null,null,{"$f":"N30","v":"配件"},null,null,null,null,null,null,null,null,null,{"$f":"INDEX(Language!$F$2:$G$41,38,Language!$E$1)","v":"配件"}]
[{"$f":"K31","v":0},null,null,{"$f":"N31","v":0},null,{"$f":"P31","v":0},null,{"$f":"R31","v":0},null,null,null,null,null,null,null,null,null,null,null,null,null,null,null,null,"2m","3m","6m"]
[null,null,null,null,null,null,null,null,null,null,{"$f":"INDEX(Language!$F$2:$G$71,70,Language!$E$1)","v":"线圈"},null,null,"DX1-SU157J",null,{"$f":"V71","v":"098379"},null,null,null,null,null,"2M",null,"IP65","098307","098315","098323"]
[{"$f":"K33","v":0},null,null,{"$f":"N33","v":0},null,{"$f":"P33","v":0},null,{"$f":"R33","v":0},null,null,null,null,null,null,null,null,null,null,null,null,null,"3M",null,"IP67","098308","098316","098324"]
[null,null,null,{"$f":"N34","v":0},null,{"$f":"P34","v":0},null,{"$f":"R34","v":0},null,null,null,null,null,null,null,null,null,null,null,null,null,"6M",null,1]
[null,null,null,{"$f":"N35","v":0},null,{"$f":"P35","v":0},null,{"$f":"R35","v":0},null,null,null,null,null,null,null,null,null,null,null,null,null,2]
[]
[{"$f":"K37","v":0},null,null,{"$f":"N37","v":0},null,{"$f":"P37","v":0}]
[null,null,null,null,null,null,null,null,null,null,null,null,null,null,null,null,null,null,null,null,null,null,"="]
[{"$f":"K39","v":0},null,null,{"$f":"N39","v":0},null,{"$f":"P39","v":0},null,{"$f":"R39","v":0}]
[null,null,null,{"$f":"N40","v":0},null,{"$f":"P40","v":0},null,{"$f":"R40","v":0}]
[]
[]
[]
[]
[null,null,null,{"$f":"N45","v":"注:"},null,null,null,null,null,null,null,null,null,{"$f":"INDEX(Language!$F$2:$G$70,22,Language!$E$1)","v":"注:"}]
[]
[null,null,null,null,null,null,null,null,null,null,null,null,null,{"$f":"IF(ISERR(HLOOKUP(U60,AL59:AS87,V58)),\"DX1系列没有符合您需求的阀，请选择其他系列，谢谢！      \nDX1 series can not meet your demand, please choose other series, thanks!\",\"\")","v":""}]
[]
[]
[]
[]
[]
[]
[{"$f":"INDEX(Language!$F$2:$G$70,45,Language!$E$1)","v":"螺口型或内平衡型请见"},null,null,null,null,null,null,null,null,null,{"$f":"INDEX(Language!$F$2:$G$70,45,Language!$E$1)","v":"螺口型或内平衡型请见"}]
[{"$f":"INDEX(Language!$F$2:$G$70,50,Language!$E$1)","v":"ALCO CONTROLS is not to be held responsible for erroneous data regarding capacities, dimensions, applications, etc. stated herein. Products, specifications and data in this data are subject to change without notice. The information given herein is based on technical data and tests which ALCO CONTROLS believes to be reliable and which are in compliance with technical knowledge of today. It is intended only for use by persons having the appropriate technical knowledge and skills, at their own discretion and risk. Since conditions of use are outside of ALCO'S control we can not assume any liability for results obtained or damages occurred due to improper application."},null,null,null,null,null,null,null,null,null,{"$f":"INDEX(Language!$F$2:$G$70,50,Language!$E$1)","v":"ALCO CONTROLS is not to be held responsible for erroneous data regarding capacities, dimensions, applications, etc. stated herein. Products, specifications and data in this data are subject to change without notice. The information given herein is based on technical data and tests which ALCO CONTROLS believes to be reliable and which are in compliance with technical knowledge of today. It is intended only for use by persons having the appropriate technical knowledge and skills, at their own discretion and risk. Since conditions of use are outside of ALCO'S control we can not assume any liability for results obtained or damages occurred due to improper application."}]
[]
[]
["-",null,null,{"$f":"IF(I100=0,\"\",J100)","v":{"$error":"#N/A"}},null,null,{"$f":"I58+21","v":{"$error":"#N/A"}},null,{"$f":"MATCH($P$20,J37:J45,-1)","v":{"$error":"#N/A"}},{"$f":"MATCH($P$20,J17:J34,-1)","v":3},"-",null,null,{"$f":"IF(S100=0,\"\",T100)","v":""},null,null,{"$f":"S58+21","v":{"$error":"#N/A"}},null,{"$f":"MATCH($P$20,T37:T45,-1)","v":{"$error":"#N/A"}},{"$f":"MATCH($P$20,V14:V24,-1)","v":5},null,{"$f":"T58+2","v":7}]
[null,null,null,null,{"$f":"HLOOKUP(K60,Z59:AJ87,J58)","v":{"$error":"#N/A"}},{"$f":"INDEX(J17:J34,J58,1)","v":10.047574737446968},null,null,null,null,null,null,null,null,{"$f":"HLOOKUP(U60,AL59:AS87,T58)","v":"DX3-015"},{"$f":"INDEX(T17:T34,T58,1)","v":6.7507142767221815},null,null,null,null,10,null,2,3,4,5,6,7,8,9,10,11,12,null,"Power",null,null,2,3,4,5,6,7,8,9]
[2,null,null,null,null,null,null,null,{"$f":"HLOOKUP(K$60,M$59:U$87,A60)","v":{"$error":"#N/A"}},null,2,null,null,null,null,null,null,null,{"$f":"HLOOKUP(U$60,W$59:AG$87,K60)","v":"R448A"},null,{"$f":"INDEX(W59:AG59,U59)","v":11},null,"R410A","R134a","R22","R404A","R507","R407F","R32","R407C","R744","R448A","R449A",null,"Assembly",null,null,"R 410A","R 134a","R 22","R 404A","R 507","R 407F","R32","R407C"]
[3,null,null,null,null,null,null,null,{"$f":"HLOOKUP(K$60,K$59:U$87,A61)","v":{"$error":"#N/A"}},"Qmax oder Qn",3,null,null,null,null,null,null,null,{"$f":"HLOOKUP(U$60,W$59:AG$87,K61)","v":29.4},"Qmax oder Qn","DX1-A32","098378",33.9,22.6,28.9,20.3,"-","-",50.9,29.6,"-",29.4,28.8,null,"XC726","2B",null,"DX3-025","DX3-025","DX3-025",null,null,null,"DX3-025","DX3-025"]
[4,null,null,null,null,null,null,null,{"$error":"#N/A"},null,4,null,null,null,null,null,null,null,27.2,null,"DX1-A30","098377",31.5,21,26.8,18.899999999999999,"-","-",47.3,27.5,"-",27.2,26.7,null,"XC726","2B",null,"DX3-020","DX3-020","DX3-020",null,null,null,"DX3-020","DX3-020"]
[5,null,null,null,null,null,null,null,{"$error":"#N/A"},null,5,null,null,null,null,null,null,null,25,null,"DX1-A28","098376",28.9,19.2,24.6,17.3,"-","-",43.4,25.2,"-",25,24.5,null,"XC726","2B",null,"DX3-015","DX3-015","DX3-015",null,null,null,"DX3-015","DX3-015"]
[6,null,null,null,null,null,null,null,{"$error":"#N/A"},null,6,null,null,null,null,null,null,null,18.3,null,"DX1-A24","098375",21.2,14.1,18,12.7,"-","-",31.8,18.5,"-",18.3,17.899999999999999,null,"XC726","2B",null,"DX3-012","DX3-012","DX3-012",null,null,null,"DX3-012","DX3-012"]
[7,null,null,null,null,null,null,null,{"$error":"#N/A"},null,7,null,null,null,null,null,null,null,15.5,null,"DX1-A22","098374",17.8,11.8,15.2,10.7,"-","-",26.7,15.6,"-",15.5,15.1,null,"XC726","2B",null,"DX3-010","DX3-010","DX3-010",null,null,null,"DX3-010","DX3-010"]
[8,null,null,null,null,null,null,null,{"$error":"#N/A"},null,8,null,null,null,null,null,null,null,12.8,null,"DX1-A20","098373",14.8,9.8000000000000007,12.6,8.9,"-","-",22.2,12.9,"-",12.8,12.6,null,"XC726","2B",null,"DX3-008","DX3-008","DX3-008",null,null,null,"DX3-008","DX3-008"]
[9,null,null,null,null,null,null,null,{"$error":"#N/A"},null,9,null,null,null,null,null,null,null,10.5,null,"DX1-A18","098372",12.1,8.1,10.3,7.3,"-","-",18.2,10.6,"-",10.5,10.3,null,"XC726","2B",null,"-"]
[10,null,null,null,null,null,null,null,{"$error":"#N/A"},null,10,null,null,null,null,null,null,null,8.6,null,"DX1-A16","098371",10,6.7,8.5,6,"-","-",15,8.8000000000000007,"-",8.6,8.5,null,"XB1019","1B",null,"-"]
[11,null,null,null,null,null,null,null,{"$error":"#N/A"},null,11,null,null,null,null,null,null,null,5.4,null,"DX1-A13","098370",6.2,4.0999999999999996,5.3,3.7,"-","-",9.3000000000000007,5.4,"-",5.4,5.3,"-","-","-","-","-","-","-","-","-","-"]
[12,null,null,null,null,null,null,null,{"$error":"#N/A"},null,12,null,null,null,null,null,null,null,{"$f":"HLOOKUP(U$60,U$59:AE$87,K70)","v":0}]
[13,null,null,null,null,null,null,null,{"$error":"#N/A"},null,13,null,null,null,null,null,null,null,0,null,null,"098379"]
[14,null,null,null,null,null,null,null,{"$error":"#N/A"},null,14,null,null,null,null,null,null,null,0]
[15,null,null,null,null,null,null,null,{"$error":"#N/A"},null,15,null,null,null,null,null,null,null,0]
[16,null,null,null,null,null,null,null,{"$error":"#N/A"},null,16,null,null,null,null,null,null,null,0]
[17,null,null,null,null,null,null,null,{"$error":"#N/A"},null,17,null,null,null,null,null,null,null,0]
[18,null,null,null,null,null,null,null,{"$error":"#N/A"},null,18,null,null,null,null,null,null,null,0]
[19,null,null,null,null,null,null,null,{"$error":"#N/A"},null,19,null,null,null,null,null,null,null,0]
[20,null,null,null,null,null,null,null,{"$error":"#N/A"},null,20,null,null,null,null,null,null,null,0]
[21,null,null,null,null,null,null,null,null,null,21]
[22,null,null,null,null,null,null,null,{"$f":"HLOOKUP(K$60,K$59:U$87,A80)","v":{"$error":"#N/A"}},"Qmax oder Qn",22]
[23,null,null,null,null,null,null,null,{"$error":"#N/A"},null,23]
[24,null,null,null,null,null,null,null,{"$error":"#N/A"},null,24]
[25,null,null,null,null,null,null,null,{"$error":"#N/A"},null,25]
[26,null,null,null,null,null,null,null,{"$error":"#N/A"},null,26]
[27,null,null,null,null,null,null,null,{"$error":"#N/A"},null,27]
[28,null,null,null,null,null,null,null,{"$error":"#N/A"},null,28]
[29,null,null,null,null,null,null,null,{"$error":"#N/A"},null,29]
[30,null,null,null,null,null,{"$f":"IF(OR(LEFT($N$27,4)=\"TCLE\",LEFT($N$27,4)=\"TJRE\"),CONCATENATE($S$93,$S88,\"-1B\"),CONCATENATE($R$93,$S88,\"-2B\"))","v":"-2B"},null,{"$f":"HLOOKUP(K$60,K$59:U$106,A88)","v":{"$error":"#N/A"}},null,30]
[31,null,null,null,null,null,{"$f":"IF(OR(LEFT($N$27,4)=\"TCLE\",LEFT($N$27,4)=\"TJRE\"),CONCATENATE($S$93,$S89,\"-1B\"),CONCATENATE($R$93,$S89,\"-2B\"))","v":"-2B"},{"$f":"HLOOKUP($U$60,$AL$59:$AS$106,$K89)","v":0},{"$f":"HLOOKUP(K$60,K$59:U$106,A89)","v":{"$error":"#N/A"}},"MOP",31]
[32,null,null,null,null,null,{"$f":"IF(OR(LEFT($N$27,4)=\"TCLE\",LEFT($N$27,4)=\"TJRE\"),CONCATENATE($S$93,$S90,\"-1B\"),CONCATENATE($R$93,$S90,\"-2B\"))","v":"-2B"},{"$f":"HLOOKUP($U$60,$AL$59:$AS$106,$K90)","v":0},{"$f":"HLOOKUP(K$60,K$59:U$106,A90)","v":{"$error":"#N/A"}},"T",32]
[33,null,null,null,null,null,{"$f":"IF(OR(LEFT($N$27,4)=\"TCLE\",LEFT($N$27,4)=\"TJRE\"),CONCATENATE($S$93,$S91,\"-1B\"),CONCATENATE($R$93,$S91,\"-2B\"))","v":"-2B"},{"$f":"HLOOKUP($U$60,$AL$59:$AS$106,$K91)","v":0},{"$f":"HLOOKUP(K$60,K$59:U$106,A91)","v":{"$error":"#N/A"}},null,33]
[34,null,null,null,null,null,null,null,null,null,34]
[35,null,null,null,null,null,null,"XC 726","XB 1019 ",null,35]
[36,null,null,null,null,null,null,{"$f":"HLOOKUP($U$60,$AL$59:$AS$106,$K94)","v":0},{"$f":"HLOOKUP(K$60,K$59:U$106,A94)","v":{"$error":"#N/A"}},"Best.",36]
[37,null,null,null,null,null,null,{"$f":"HLOOKUP($U$60,$AL$59:$AS$106,$K95)","v":0},{"$f":"HLOOKUP(K$60,K$59:U$106,A95)","v":{"$error":"#N/A"}},"Nr.",37]
[38,null,null,null,null,null,null,{"$f":"HLOOKUP($U$60,$AL$59:$AS$106,$K96)","v":0},{"$f":"HLOOKUP(K$60,K$59:U$106,A96)","v":{"$error":"#N/A"}},null,38]
[39,null,null,null,null,null,null,{"$f":"HLOOKUP($U$60,$AL$59:$AS$106,$K97)","v":0},{"$f":"HLOOKUP(K$60,K$59:U$106,A97)","v":{"$error":"#N/A"}},null,39]
[40,null,null,null,null,null,null,null,null,null,40]
[41,null,null,null,null,null,null,null,null,null,41]
[42,null,null,null,null,null,null,{"$f":"HLOOKUP($U$60,$AL$59:$AS$106,$K100)","v":0},{"$f":"HLOOKUP(K$60,K$59:U$106,A100)","v":{"$error":"#N/A"}},"MOP",42]
[43,null,null,null,null,null,null,{"$f":"HLOOKUP($U$60,$AL$59:$AS$106,$K101)","v":0},{"$f":"HLOOKUP(K$60,K$59:U$106,A101)","v":{"$error":"#N/A"}},"TI",43]
[44,null,null,null,null,null,null,{"$f":"HLOOKUP($U$60,$AL$59:$AS$106,$K102)","v":0},{"$f":"HLOOKUP(K$60,K$59:U$106,A102)","v":{"$error":"#N/A"}},null,44]
[45,null,null,null,null,null,null,null,null,null,45]
[46,null,null,null,null,null,null,null,null,"Metrisch",46]
[47,null,null,null,null,null,null,null,{"$f":"HLOOKUP(K$60,K$59:U$115,A105)","v":{"$error":"#N/A"}},"Best",47]
[48,null,null,null,null,null,null,null,{"$f":"HLOOKUP(K$60,K$59:U$115,A106)","v":{"$error":"#N/A"}},"Nr",48]
[49,null,null,null,null,null,null,null,{"$f":"HLOOKUP(K$60,K$59:U$115,A107)","v":{"$error":"#N/A"}},"TI",49]
[50,null,null,null,null,null,null,null,{"$f":"HLOOKUP(K$60,K$59:U$115,A108)","v":{"$error":"#N/A"}},null,50]
[51,null,null,null,null,null,null,null,null,null,51]
[52,null,null,null,null,null,null,null,null,"Zöllig",52]
[53,null,null,null,null,null,null,null,{"$f":"HLOOKUP(K$60,K$59:U$115,A111)","v":{"$error":"#N/A"}},"Best",53]
[54,null,null,null,null,null,null,null,{"$f":"HLOOKUP(K$60,K$59:U$115,A112)","v":{"$error":"#N/A"}},"Nr",54]
[55,null,null,null,null,null,null,null,{"$f":"HLOOKUP(K$60,K$59:U$115,A113)","v":{"$error":"#N/A"}},"TI",55]
[56,null,null,null,null,null,null,null,{"$f":"HLOOKUP(K$60,K$59:U$115,A114)","v":{"$error":"#N/A"}},null,56]
[57,null,null,null,null,null,null,null,null,null,57]
[]
[1,null,null,null,null,null,null,null,null,null,1,null,null,null,null,null,null,null,null,null,null,null,2,3,4,5,6,7,8,9,10,11,12]
[2,null,null,null,null,null,null,null,{"$f":"HLOOKUP(K$60,L$117:T$121,A118)","v":{"$error":"#N/A"}},null,2,null,null,null,null,null,null,null,{"$f":"HLOOKUP(U$60,W$117:AG$121,K118)","v":"R448A"},null,"Temperatur",null,"R410A","R134a","R22","R404A","R507","R407F","R32","R407C","R744","R448A","R449A",null,null,null,"Temperatur","R 410A","R 134a","R 22","R 404A","R 507","R 407F","R23","R124"]
[3,null,null,null,null,null,null,null,{"$f":"HLOOKUP(K$60,L$117:T$121,A119)+$P$16","v":{"$error":"#N/A"}},"Eintrittspkt Korr Tabelle Flüssig.Temp:",3,null,null,null,null,null,null,null,{"$f":"HLOOKUP(U$60,W$117:AG$121,K119)+$P$16","v":1135},"Eintrittspkt Korr Tabelle Flüssig.Temp:",null,null,640,120,260,440,760,520,930,1010,870,1125,1235]
[]
[5,null,null,null,null,null,null,null,{"$f":"HLOOKUP(K$60,L$117:T$121,A121)","v":{"$error":"#N/A"}},"Korr.Faktor",5,null,null,null,null,null,null,null,{"$f":"HLOOKUP(U$60,W$117:AG$121,K121)","v":12.1195753793103},"Korr.Faktor",null,null,13.995995962899823,6.2519252813530386,8.9416615696313695,10.6251,10.731712063819753,12.317500000000001,14.3758620689655,11.365517241379299,16.470267043846682,12.1195753793103,11.9370275172414]
[]
[]
[]
[]
[]
[]
[]
[]
[]
[]
[]
[]
[]
[]
[]
[]
[]
[]
[]
[]
[]
[]
[]
[]
[]
[]
[]
[]
[]
[]
[]
[]
[]
[]
[]
[]
[]
[]
[]
[]
[]
[]
[]
[]
[]
[]
[]
[]
[]
[]
[]
[]
[]
[]
[]
[]
[]
[]
[]
[]
[]
[]
[]
[]
[]
[]
[]
[]
[]
[]
[]
[]
[]
[]
[]
[]
[]
[]
[]
[]
[]
[]
[]
[]
[]
[]
[]
[]
[]
[]
[]
[]
[]
[]
[]
[]
[]
[]
[]
[]
[]
[]
[]
[]
[]
[]
[]
[]
[]
[]
[]
[]
[]
[]
[]
[]
[]
[]
[]
[]
[]
[]
[]
[]
[]
[]
[]
[]
[]
[]
[]
[]
[]
[]
[]
[]
[]
[]
[]
[]
[]
[]
[]
[]
[]
[]
[]
[]
[]
[]
[]
[]
[]
[]
[]
[]
[]
[]
[]
[]
[]
[]
[]
[]
[]
[]
[]
[]
[]
[]
[]
[]
[]
[]
[]
[]
[]
[]
[]
[]
[]
[]
[]
[]
[]
[]
[]
[]
[]
[]
[]
[]
[]
[]
[]
[]
[]
[]
[]
[]
[]
[]
[]
[]
[null,null,null,null,null,null,null,null,null,null,null,null,null,null,null,null,null,null,null,null,null,null,null,null,"Valves Type",{"$f":"(IF(O27=\"EX5\",10,IF(O27=\"EX6\",11,IF(O27=\"EX7\",12,IF(O27=\"EX8\",13,#N/A)))))","v":{"$error":"#N/A"}}]
[null,null,null,null,null,null,null,null,null,null,null,null,null,null,null,null,null,null,null,null,{"$f":"T16","v":19.62416940907611},null,{"$f":"U4","v":0},{"$f":"W4","v":0},{"$f":"X4","v":0},{"$f":"Y4","v":0},{"$f":"Z4","v":0},{"$f":"AA4","v":0},"R507",{"$f":"AC4","v":0}]
[null,null,null,null,null,null,null,null,null,1,null,null,null,null,null,null,null,null,null,1,2,null,3,4,5,6,7,8,9,10]
[null,null,null,null,null,null,null,null,null,10,null,null,null,null,null,null,null,null,null,10,{"$f":"T21","v":6.7507142767221815},null,{"$f":"U8","v":0},{"$f":"W8","v":0},{"$f":"X8","v":0},{"$f":"Y8","v":0},{"$f":"Z8","v":0},{"$f":"AA8","v":0},{"$f":"$AB$8","v":0},{"$f":"AC8","v":0}]
[null,null,null,null,null,null,null,null,null,11,null,null,null,null,null,null,null,null,null,11,{"$f":"T20","v":8.2421511518119654},null,{"$f":"U7","v":0},{"$f":"W7","v":0},{"$f":"X7","v":0},{"$f":"Y7","v":0},{"$f":"Z7","v":0},{"$f":"AA7","v":0},{"$f":"$AB$7","v":0},{"$f":"AC7","v":1}]
[null,null,null,null,null,null,null,null,null,12,null,null,null,null,null,null,null,null,null,12,{"$f":"T19","v":10.047574737446968},null,{"$f":"U6","v":0},{"$f":"W6","v":0},{"$f":"X6","v":0},{"$f":"Y6","v":0},{"$f":"Z6","v":0},{"$f":"AA6","v":0},{"$f":"$AB$6","v":0},{"$f":"AC6","v":0}]
[null,null,null,null,null,null,null,null,null,13,null,null,null,null,null,null,null,null,null,13,{"$f":"T18","v":12.166985033627187},null,{"$f":"U5","v":0},{"$f":"W5","v":0},{"$f":"X5","v":0},{"$f":"Y5","v":0},{"$f":"Z5","v":0},{"$f":"AA5","v":0},{"$f":"$AB$5","v":0},{"$f":"AC5","v":0}]
[]
[]
[null,null,null,null,null,null,null,null,null,"EX1",null,null,null,null,null,null,null,null,null,"EX1"]
[null,null,null,null,null,null,null,null,null,null,null,null,null,null,null,null,null,null,null,null,null,null,null,null,"Refrigerant",{"$f":"(IF(M6=\"R124\",2,IF(M6=\"R134a\",3,IF(M6=\"R22\",4,IF(M6=\"R23\",5,IF(M6=\"R404A\",6,IF(M6=\"R407C\",7,IF(M6=\"R410A\",8,IF(M6=\"R744\",10,\"9\")))))))))","v":10}]
[null,null,null,null,null,null,null,null,null,null,null,null,null,null,null,null,null,null,null,null,null,null,null,null,"Valves Type",{"$f":"(IF(O39=\"EX1-A\",10,IF(O39=\"EX1-C\",11,IF(O39=\"EX1-E\",12,IF(O39=\"EX1-G\",13,IF(O39=\"EX1-I\",14,#N/A))))))","v":{"$error":"#N/A"}}]
[null,null,null,null,null,null,null,null,null,null,null,null,null,null,null,null,null,null,null,null,"R124",null,"R134a","R22","R23","R404A","R407C","R410A","R507","R744"]
[null,null,null,null,null,null,null,null,null,1,null,null,null,null,null,null,null,null,null,1,2,null,3,4,5,6,7,8,9,10]
[null,null,null,null,null,null,null,null,null,10,null,null,null,null,null,null,null,null,null,10,{"$f":"T29","v":0},null,{"$f":"U16","v":0},{"$f":"W16","v":0},{"$f":"X16","v":0},{"$f":"Y16","v":0},{"$f":"Z16","v":0},{"$f":"AA16","v":0},{"$f":"$AB$16","v":0},{"$f":"AC16","v":0}]
[null,null,null,null,null,null,null,null,null,11,null,null,null,null,null,null,null,null,null,11,{"$f":"T28","v":0},null,{"$f":"U15","v":0},{"$f":"W15","v":0},{"$f":"X15","v":0},{"$f":"Y15","v":0},{"$f":"Z15","v":0},{"$f":"AA15","v":0},{"$f":"$AB$15","v":0},{"$f":"AC15","v":0}]
[null,null,null,null,null,null,null,null,null,12,null,null,null,null,null,null,null,null,null,12,{"$f":"T27","v":0},null,{"$f":"U14","v":0},{"$f":"W14","v":0},{"$f":"X14","v":0},{"$f":"Y14","v":0},{"$f":"Z14","v":0},{"$f":"AA14","v":0},{"$f":"$AB$14","v":0},{"$f":"AC14","v":0}]
[null,null,null,null,null,null,null,null,null,13,null,null,null,null,null,null,null,null,null,13,{"$f":"T26","v":0},null,{"$f":"U13","v":0},{"$f":"W13","v":0},{"$f":"X13","v":0},{"$f":"Y13","v":0},{"$f":"Z13","v":0},{"$f":"AA13","v":0},{"$f":"$AB$13","v":0},{"$f":"AC13","v":0}]
[null,null,null,null,null,null,null,null,null,14,null,null,null,null,null,null,null,null,null,14,{"$f":"T25","v":0},null,{"$f":"U12","v":0},{"$f":"W12","v":0},{"$f":"X12","v":0},{"$f":"Y12","v":0},{"$f":"Z12","v":0},{"$f":"AA12","v":0},{"$f":"$AB$12","v":0},{"$f":"AC12","v":0}]
[]
[]
[null,null,null,null,null,null,null,null,null,"EX2",null,null,null,null,null,null,null,null,null,"EX2"]
[null,null,null,null,null,null,null,null,null,null,null,null,null,null,null,null,null,null,null,null,null,null,null,null,"Refrigerant",{"$f":"(IF(M6=\"R124\",2,IF(M6=\"R134a\",3,IF(M6=\"R22\",4,IF(M6=\"R23\",5,IF(M6=\"R404A\",6,IF(M6=\"R407C\",7,IF(M6=\"R410A\",8,IF(M6=\"R744\",10,\"9\")))))))))","v":10}]
[null,null,null,null,null,null,null,null,null,null,null,null,null,null,null,null,null,null,null,null,null,null,null,null,"Valves Type",{"$f":"IF(O37=\"EXO-00X\",10,IF(O37=\"EXO-000\",11,IF(O37=\"EXO-001\",12,IF(O37=\"EXO-002\",13,IF(O37=\"EXO-003\",14,IF(O37=\"EXO-004\",15,IF(O37=\"EX2\",16,#N/A)))))))","v":{"$error":"#N/A"}}]
[null,null,null,null,null,null,null,null,null,null,null,null,null,null,null,null,null,null,null,null,"R124",null,"R134a","R22","R23","R404A","R407C","R410A","R507","R744"]
[null,null,null,null,null,null,null,null,null,1,null,null,null,null,null,null,null,null,null,1,2,null,3,4,5,6,7,8,9,10]
[null,null,null,null,null,null,null,null,null,10,null,null,null,null,null,null,null,null,null,10,{"$f":"T41","v":0},null,{"$f":"U40","v":0},{"$f":"W40","v":0},{"$f":"X40","v":0},{"$f":"Y40","v":0},{"$f":"Z40","v":0},{"$f":"AA40","v":0},{"$f":"$AB$40","v":0},{"$f":"AC40","v":0}]
[null,null,null,null,null,null,null,null,null,11,null,null,null,null,null,null,null,null,null,11,{"$f":"T40","v":0},null,{"$f":"U39","v":0},{"$f":"W39","v":0},{"$f":"X39","v":0},{"$f":"Y39","v":0},{"$f":"Z39","v":0},{"$f":"AA39","v":0},{"$f":"$AB$39","v":0},{"$f":"AC39","v":0}]
[null,null,null,null,null,null,null,null,null,12,null,null,null,null,null,null,null,null,null,12,{"$f":"T39","v":0},null,{"$f":"U38","v":0},{"$f":"W38","v":"="},{"$f":"X38","v":0},{"$f":"Y38","v":0},{"$f":"Z38","v":0},{"$f":"AA38","v":0},{"$f":"$AB$38","v":0},{"$f":"AC38","v":0}]
[null,null,null,null,null,null,null,null,null,13,null,null,null,null,null,null,null,null,null,13,{"$f":"T38","v":0},null,{"$f":"U24","v":0},{"$f":"W24","v":0},{"$f":"X24","v":0},{"$f":"Y24","v":0},{"$f":"Z24","v":0},{"$f":"AA24","v":0},{"$f":"$AB$24","v":0},{"$f":"AC24","v":0}]
[null,null,null,null,null,null,null,null,null,14,null,null,null,null,null,null,null,null,null,14,{"$f":"T37","v":0},null,{"$f":"U23","v":0},{"$f":"W23","v":0},{"$f":"X23","v":0},{"$f":"Y23","v":0},{"$f":"Z23","v":0},{"$f":"AA23","v":0},{"$f":"$AB$23","v":2},{"$f":"AC23","v":"Chinese"}]
[null,null,null,null,null,null,null,null,null,15,null,null,null,null,null,null,null,null,null,15,{"$f":"T36","v":0},null,{"$f":"U22","v":0},{"$f":"W22","v":0},{"$f":"X22","v":0},{"$f":"Y22","v":0},{"$f":"Z22","v":0},{"$f":"AA22","v":0},{"$f":"$AB$22","v":1},{"$f":"AC22","v":"English"}]
[null,null,null,null,null,null,null,null,null,16,null,null,null,null,null,null,null,null,null,16,{"$f":"T34","v":0},null,{"$f":"U21","v":0},{"$f":"W21","v":0},{"$f":"X21","v":0},{"$f":"Y21","v":0},{"$f":"Z21","v":0},{"$f":"AA21","v":0},{"$f":"$AB$21","v":0},{"$f":"AC21","v":0}]

{"sheet":"DX2","index":2,"n_rows":358,"n_cols":43,"rows_kept":358,"cut":false,"hidden":false,"merged":[[121,34,121,42],[46,13,49,19],[54,0,56,9],[54,10,56,19],[60,9,77,9],[60,19,77,19],[79,9,86,9],[79,19,86,19],[36,0,36,1],[36,7,36,8],[36,10,36,11],[36,17,36,18],[38,0,39,2],[38,7,38,8],[38,10,39,12],[38,17,38,18],[39,7,39,8],[39,17,39,18],[30,50,30,52],[32,0,34,1],[32,7,32,8],[32,10,34,11],[32,17,32,18],[33,7,33,8],[33,17,33,18],[34,7,34,8],[34,17,34,18],[25,7,25,8],[26,17,28,18],[29,45,29,46],[30,0,30,1],[30,7,30,8],[30,10,30,11],[30,15,31,15],[30,17,30,18],[17,46,17,47],[17,51,17,53],[18,30,18,38],[19,0,19,3],[19,10,19,13],[16,17,17,17],[21,0,21,4],[21,10,21,14],[15,0,15,3],[15,10,15,13],[16,7,23,7],[17,0,17,3],[17,10,17,13],[22,0,23,6],[22,10,23,16],[7,50,7,51],[8,30,8,38],[10,0,10,3],[10,10,10,13],[10,53,10,54],[7,0,7,3],[7,10,7,13],[13,0,13,2],[13,7,14,9],[13,10,13,12],[13,17,14,19],[13,30,13,38],[0,10,0,19],[1,0,1,19],[2,3,2,4],[5,0,5,1],[5,10,5,11]]}
[{"$f":"INDEX(Language!$F$2:$G$70,2,Language!$E$1)","v":"使用方法: 选择冷媒, 并在黄色部分填入你所要求的工况"},null,null,null,null,null,null,null,null,null,{"$f":"INDEX(Language!$F$2:$G$41,2,Language!$E$1)","v":"使用方法: 选择冷媒, 并在黄色部分填入你所要求的工况"}]
[{"$f":"INDEX(Language!$F$2:$G$70,3,Language!$E$1)","v":"错误信息: Po或Pc如显示N/A, 表示已超出冷媒的正常工况."}]
[null,null,null,{"$f":"INDEX(Language!$F$2:$G$70,4,Language!$E$1)","v":"项目:"}]
[null,null,null,null,null,null,null,null,null,null,null,null,null,null,null,null,null,null,null,null,null,null,null,null,null,null,null,null,null,null,"DP","Kt","Zeile in","KDP",null,null,null,null,3,{"$f":"INDEX(AN5:AN13,U59)","v":2}]
[null,null,null,null,null,null,null,null,null,null,null,null,null,null,null,null,null,null,null,null,null,null,null,null,null,null,null,null,null,null,{"$f":"P12-(P9+P22)","v":13.316959100000002},"bar","Korr.Tab",{"$f":"SQRT(S121/AE5)","v":1.025178220774964},null,null,null,null,null,2,"R410A"]
[{"$f":"INDEX(Language!$F$2:$G$70,5,Language!$E$1)","v":"冷媒:"},null,{"$f":"M6","v":"R410A"},null,null,null,null,null,null,null,{"$f":"INDEX(Language!$F$2:$G$41,5,Language!$E$1)","v":"冷媒:"},null,{"$f":"HLOOKUP(U60,W59:AE60,2)","v":"R410A"},null,null,null,null,null,null,null,null,null,null,null,null,null,null,null,null,null,null,{"$f":"HLOOKUP(P8,Kt!$C$3:'Kt'!$ED$969,$AG$6,)","v":0.94},{"$f":"MATCH(AH6,Kt!$C$3:'Kt'!$C$969,0)","v":583},{"$f":"S119","v":670},null,null,null,null,null,3,"R134a"]
[null,null,null,null,null,null,null,null,null,null,null,null,null,null,null,null,null,null,null,null,null,null,null,null,null,null,null,null,{"$f":"(100-P14)/100","v":1},null,"Kü",1,null,null,null,null,null,null,null,4,"R22"]
[{"$f":"INDEX(Language!$F$2:$G$70,6,Language!$E$1)","v":"蒸发温度"},null,null,null,"To:",10,{"$f":"INDEX(Language!$B$5:$D$15,2,Language!$B$2)","v":"°C"},null,null,null,{"$f":"INDEX(Language!$F$2:$G$41,6,Language!$E$1)","v":"蒸发温度"},null,null,null,"To:",-20,"°C",null,null,null,null,null,null,null,null,null,null,null,null,null,null,null,null,null,null,null,null,null,null,5,"R404A"]
[null,null,null,null,"Po=",{"$f":"(P9)*INDEX(Language!$B$5:$D$15,9,Language!$B$2)","v":4.0092863000000003},{"$f":"INDEX(Language!$B$5:$D$15,10,Language!$B$2)","v":"bara"},null,null,null,null,null,null,null,"Po=",{"$f":"(VLOOKUP(P8,DampfDruck!$U$4:$AD$404,$U$60,))/100000","v":4.0092863000000003},"bara",null,null,null,null,null,null,null,null,null,null,null,null,null,null,null,null,null,null,null,null,null,null,6,"R507"]
[null,null,null,null,null,{"$f":"IF(C6=\"R407C\",INDEX(Language!$F$2:$G$70,60,Language!$E$1),\"\")","v":""},null,null,null,null,null,null,null,null,null,{"$f":"IF(M6=\"R407C\",INDEX(Language!$F$2:$G$70,60,Language!$E$1),\"\")","v":""},null,null,null,null,null,null,null,null,null,null,null,null,null,null,"R124","R134a","R22","R23","R404A","R407C","R410A","R507","R744",7,"R407F"]
[{"$f":"INDEX(Language!$F$2:$G$70,7,Language!$E$1)","v":"冷凝温度"},null,null,null,"Tc:",30,{"$f":"INDEX(Language!$B$5:$D$15,2,Language!$B$2)","v":"°C"},null,null,null,{"$f":"INDEX(Language!$F$2:$G$41,7,Language!$E$1)","v":"冷凝温度"},null,null,null,"Tc:",30,"°C",null,null,null,null,null,null,null,null,null,null,null,null,null,{"$f":"IF($M$6=AE10,(MATCH($P$20,T18:T21,-1)),FALSE)","v":false},{"$f":"IF($M$6=AF10,(MATCH($P$20,U5:U8,-1)),FALSE)","v":false},{"$f":"IF($M$6=AG10,(MATCH($P$20,W5:W8,-1)),FALSE)","v":false},false,false,false,{"$error":"#N/A"},false,false,8,"R32"]
[null,null,null,null,"Pc=",{"$f":"(P12)*INDEX(Language!$B$5:$D$15,9,Language!$B$2)","v":18.826245400000001},{"$f":"INDEX(Language!$B$5:$D$15,10,Language!$B$2)","v":"bara"},null,null,null,null,null,null,null,"Pc=",{"$f":"(VLOOKUP(P11,DampfDruck!$F$4:$O$404,$U$60,))/100000","v":18.826245400000001},"bara",null,null,null,null,null,null,null,null,null,null,null,null,null,{"$f":"IF(AE11=1,\"EX8\",IF(AE11=2,\"EX7\",IF(AE11=3,\"EX6\",IF(AE11=4,\"EX5\",#N/A))))","v":{"$error":"#N/A"}},{"$error":"#N/A"},{"$error":"#N/A"},{"$error":"#N/A"},{"$error":"#N/A"},{"$error":"#N/A"},{"$error":"#N/A"},{"$error":"#N/A"},{"$f":"IF(AM11=1,\"EX8\",IF(AM11=2,\"EX7\",IF(AM11=3,\"EX6\",IF(AM11=4,\"EX5\",#N/A))))","v":{"$error":"#N/A"}},9,"R407C"]
[null,null,null,null,null,{"$f":"IF(C6=\"R407C\",INDEX(Language!$F$2:$G$70,61,Language!$E$1),\"\")","v":""},null,null,null,null,null,null,null,null,null,{"$f":"IF(M6=\"R407C\",INDEX(Language!$F$2:$G$70,61,Language!$E$1),\"\")","v":""},null,null,null,null,null,null,null,null,null,null,null,null,null,null,null,null,null,null,null,null,null,null,null,10,"R744"]
[{"$f":"INDEX(Language!$F$2:$G$70,8,Language!$E$1)","v":"过冷度"},null,null,null,"DTsub:",20,{"$f":"INDEX(Language!$B$5:$D$15,3,Language!$B$2)","v":"K"},{"$f":"INDEX(Language!$F$2:$G$70,23,Language!$E$1)","v":"指定工况下阀的最大容量   (kW)"},null,null,{"$f":"INDEX(Language!$F$2:$G$41,8,Language!$E$1)","v":"过冷度"},null,null,null,"DTsub:",0,"K",{"$f":"INDEX(Language!$F$2:$G$41,23,Language!$E$1)","v":"指定工况下阀的最大容量   (kW)"}]
[null,null,null,null,null,null,null,null,null,null,null,null,null,null,null,null,null,null,null,null,null,null,null,null,null,null,null,null,null,null,"R1","R134a","R22","R231","R404A","R407C","R410A","R507","R7"]
[{"$f":"INDEX(Language!$F$2:$G$70,9,Language!$E$1)","v":"液体温度"},null,null,null,"Tliquid:",{"$f":"F11-F14","v":10},{"$f":"INDEX(Language!$B$5:$D$15,2,Language!$B$2)","v":"°C"},null,{"$f":"INDEX(Language!$F$2:$G$70,17,Language!$E$1)","v":"RX1S"},{"$f":"T16","v":"R410A"},{"$f":"INDEX(Language!$F$2:$G$41,9,Language!$E$1)","v":"液体温度"},null,null,null,"Tliquid:",{"$f":"P11-P14","v":30},"°C",null,{"$f":"INDEX(Language!$F$2:$G$72,71,Language!$E$1)","v":"DX2"},{"$f":"HLOOKUP(U60,W59:AE60,2)","v":"R410A"},null,null,null,null,null,null,null,null,null,null,{"$f":"IF($M$6=AE15,(MATCH($P$20,T25:T29,-1)),FALSE)","v":false},{"$f":"IF($M$6=AF15,(MATCH($P$20,U12:U16,-1)),FALSE)","v":false},{"$f":"IF($M$6=AG15,(MATCH($P$20,W12:W16,-1)),FALSE)","v":false},false,false,false,{"$error":"#N/A"},false,false]
[null,null,null,null,null,null,null,{"$f":"I16","v":"RX1S"},{"$f":"U61","v":"DX2-025S"},{"$f":"IF(T17=\"-\",\"-\",T17*INDEX(Language!$B$5:$D$15,8,Language!$B$2))","v":107.41633533676691},null,null,null,null,null,null,null,"DX2",{"$f":"U61","v":"DX2-025S"},{"$f":"IF(S61=\"-\",\"-\",S61/($AH$5*$AF$6*$AF$7))","v":107.41633533676691},null,{"$f":"0.85*T17","v":91.30388503625187},null,null,null,null,null,null,null,null,{"$f":"IF(AE16=1,\"EX1-I\",IF(AE16=2,\"EX1-G\",IF(AE16=3,\"EX1-E\",IF(AE16=4,\"EX1-C\",IF(AE16=5,\"EX1-A\",#N/A)))))","v":{"$error":"#N/A"}},{"$f":"IF(AF16=1,\"EX1-I\",IF(AF16=2,\"EX1-G\",IF(AF16=3,\"EX1-E\",IF(AF16=4,\"EX1-C\",IF(AF16=5,\"EX1-A\",#N/A)))))","v":{"$error":"#N/A"}},{"$error":"#N/A"},{"$error":"#N/A"},{"$error":"#N/A"},{"$error":"#N/A"},{"$error":"#N/A"},{"$error":"#N/A"},{"$f":"IF(AM16=1,\"EX1-I\",IF(AM16=2,\"EX1-G\",IF(AM16=3,\"EX1-E\",IF(AM16=4,\"EX1-C\",IF(AM16=5,\"EX1-A\",#N/A)))))","v":{"$error":"#N/A"}}]
[{"$f":"INDEX(Language!$F$2:$G$70,10,Language!$E$1)","v":"阀两端的压差"},null,null,null,null,{"$f":"F12-(F9+F22)","v":14.476959100000002},{"$f":"INDEX(Language!$B$5:$D$15,5,Language!$B$2)","v":"bar"},null,{"$f":"U62","v":"DX2-022S"},{"$f":"IF(T18=\"-\",\"-\",T18*INDEX(Language!$B$5:$D$15,8,Language!$B$2))","v":94.526375096354869},{"$f":"INDEX(Language!$F$2:$G$41,10,Language!$E$1)","v":"阀两端的压差"},null,null,null,null,{"$f":"P12-(P9+P22)","v":13.316959100000002},"bar",null,{"$f":"U62","v":"DX2-022S"},94.526375096354869,null,80.347418831901635,null,null,null,null,null,null,null,null,null,null,null,null,null,null,null,null,null,null,1,2]
[null,null,null,null,null,null,null,null,0,{"$f":"IF(T19=\"-\",\"-\",T19*INDEX(Language!$B$5:$D$15,8,Language!$B$2))","v":0},null,null,null,null,null,null,null,null,null,null,null,0,null,null,null,null,null,null,null,null,null,null,null,null,null,null,null,null,null,null,"R407C",1010]
[{"$f":"INDEX(Language!$F$2:$G$70,11,Language!$E$1)","v":"系统制冷量"},null,null,null,"Q0:",70,{"$f":"INDEX(Language!$B$5:$D$15,4,Language!$B$2)","v":"kW"},null,0,{"$f":"IF(T20=\"-\",\"-\",T20*INDEX(Language!$B$5:$D$15,8,Language!$B$2))","v":0},{"$f":"INDEX(Language!$F$2:$G$41,11,Language!$E$1)","v":"系统制冷量"},null,null,null,"Q0:",10,"kW",null,null,null,null,0,null,null,null,null,null,null,null,null,"R1","R134a","R22","R231","R404A","R407C","R408","R507","R7",null,"R134a",120]
[null,null,null,null,null,null,null,null,0,{"$f":"IF(T21=\"-\",\"-\",T21*INDEX(Language!$B$5:$D$15,8,Language!$B$2))","v":0},null,null,null,null,null,null,null,null,null,null,null,0,null,null,null,null,null,null,null,null,{"$f":"IF($M$6=AE20,(MATCH($P$20,T34:T41,-1)),FALSE)","v":false},{"$f":"IF($M$6=AF20,(MATCH($P$20,U21:U40,-1)),FALSE)","v":false},{"$f":"IF($M$6=AG20,(MATCH($P$20,W21:W40,-1)),FALSE)","v":false},false,false,false,false,false,false,null,"R22",260]
[{"$f":"INDEX(Language!$F$2:$G$70,12,Language!$E$1)","v":"压降"},null,null,null,null,0.34,{"$f":"INDEX(Language!$B$5:$D$15,5,Language!$B$2)","v":"bar"},null,0,{"$f":"IF(T22=\"-\",\"-\",T22*INDEX(Language!$B$5:$D$15,8,Language!$B$2))","v":0},{"$f":"INDEX(Language!$F$2:$G$41,12,Language!$E$1)","v":"压降"},null,null,null,null,1.5,"bar",null,null,null,null,0,null,null,null,null,null,1,{"$f":"Language!F$2","v":"English"},null,{"$f":"IF(AE21=1,\"EX2\",IF(AE21=2,\"EXO-004\",IF(AE21=3,\"EXO-003\",IF(AE21=4,\"EXO-002\",IF(AE21=5,\"EXO-001\",IF(AE21=6,\"EXO-000\",IF(AE21=7,\"EXO-00X\",#N/A)))))))","v":{"$error":"#N/A"}},{"$f":"IF(AF21=1,\"EX2\",IF(AF21=2,\"EXO-004\",IF(AF21=3,\"EXO-003\",IF(AF21=4,\"EXO-002\",IF(AF21=5,\"EXO-001\",IF(AF21=6,\"EXO-000\",IF(AF21=7,\"EXO-00X\",#N/A)))))))","v":{"$error":"#N/A"}},{"$error":"#N/A"},{"$error":"#N/A"},{"$error":"#N/A"},{"$error":"#N/A"},{"$error":"#N/A"},{"$error":"#N/A"},{"$f":"IF(AM21=1,\"EX2\",IF(AM21=2,\"EXO-004\",IF(AM21=3,\"EXO-003\",IF(AM21=4,\"EXO-002\",IF(AM21=5,\"EXO-001\",IF(AM21=6,\"EXO-000\",IF(AM21=7,\"EXO-00X\",#N/A)))))))","v":{"$error":"#N/A"}},null,"R32",930]
[{"$f":"INDEX(Language!$F$2:$G$70,13,Language!$E$1)","v":"(液管, 干燥过滤器, 电磁阀, 视液镜, 分液头, 蒸发器)"},null,null,null,null,null,null,null,0,{"$f":"IF(T23=\"-\",\"-\",T23*INDEX(Language!$B$5:$D$15,8,Language!$B$2))","v":0},{"$f":"INDEX(Language!$F$2:$G$41,13,Language!$E$1)","v":"(液管, 干燥过滤器, 电磁阀, 视液镜, 分液头, 蒸发器)"},null,null,null,null,null,null,null,null,null,null,0,null,null,null,null,null,2,{"$f":"Language!G$2","v":"Chinese"},null,null,null,null,null,null,null,null,null,null,null,"R404A",440]
[null,null,null,null,null,null,null,null,0,{"$f":"IF(T24=\"-\",\"-\",T24*INDEX(Language!$B$5:$D$15,8,Language!$B$2))","v":0},null,null,null,null,null,null,null,null,null,null,null,0,null,null,null,null,null,null,null,null,null,null,null,null,null,null,null,null,null,null,"R407F",520]
[null,null,null,null,null,null,null,null,null,null,null,null,null,null,null,null,null,null,null,null,null,null,null,null,null,null,null,null,null,null,null,null,null,null,null,null,null,null,null,null,"R410A",640]
[{"$f":"INDEX(Language!$F$2:$G$70,14,Language!$E$1)","v":"你的选择"},null,null,{"$f":"INDEX(Language!$F$2:$G$70,15,Language!$E$1)","v":"型号"},null,{"$f":"P26","v":"产品编号:"},null,{"$f":"R26","v":0},null,null,{"$f":"INDEX(Language!$F$2:$G$41,14,Language!$E$1)","v":"你的选择"},null,null,{"$f":"INDEX(Language!$F$2:$G$41,15,Language!$E$1)","v":"型号"},null,{"$f":"INDEX(Language!$F$2:$G$41,18,Language!$E$1)","v":"产品编号:"},null,null,{"$f":"INDEX(Language!$F$2:$G$70,66,Language!$E$1)","v":"备注"},null,null,null,null,null,null,null,null,null,null,null,null,null,null,null,null,null,null,null,null,null,"R507",760]
[{"$f":"K27","v":0},null,null,{"$f":"N27","v":0},null,null,null,null,null,null,null,null,null,null,null,null,null,null,null,null,null,null,null,null,null,null,null,null,null,null,null,null,null,null,null,null,null,null,null,null,"R744",870]
[{"$f":"K28","v":"DX2"},null,null,{"$f":"N28","v":"DX2-022S"},null,{"$f":"P28","v":"098305"},null,null,null,null,{"$f":"INDEX(Language!$F$2:$G$72,71,Language!$E$1)","v":"DX2"},null,null,{"$f":"INDEX(S17:S34,T58,1)","v":"DX2-022S"},null,{"$f":"INDEX(V61:V78,T58,1)","v":"098305"}]
[]
[null,null,null,{"$f":"N30","v":"配件"},null,null,null,null,null,null,null,null,null,{"$f":"INDEX(Language!$F$2:$G$41,38,Language!$E$1)","v":"配件"}]
[{"$f":"K31","v":"IP防护等级"},null,null,{"$f":"N31","v":0},null,{"$f":"P31","v":"098315"},null,{"$f":"R31","v":0},null,null,{"$f":"INDEX(Language!$F$2:$G$69,68,Language!$E$1)","v":"IP防护等级"},null,null,null,null,{"$f":"INDEX(Y32:AA33,X34,V35)","v":"098315"},null,null,null,null,null,null,null,null,"2m","3m","6m"]
[null,null,null,null,null,null,null,null,null,null,{"$f":"INDEX(Language!$F$2:$G$66,65,Language!$E$1)","v":"定子导线（选择其中之一）"},null,null,null,null,null,null,null,null,null,null,"2M",null,"IP65","098307","098315","098323"]
[{"$f":"K33","v":0},null,null,{"$f":"N33","v":0},null,{"$f":"P33","v":0},null,{"$f":"R33","v":0},null,null,null,null,null,null,null,null,null,null,null,null,null,"3M",null,"IP67","098308","098316","098324"]
[null,null,null,{"$f":"N34","v":0},null,{"$f":"P34","v":0},null,{"$f":"R34","v":0},null,null,null,null,null,null,null,null,null,null,null,null,null,"6M",null,1]
[null,null,null,{"$f":"N35","v":0},null,{"$f":"P35","v":0},null,{"$f":"R35","v":0},null,null,null,null,null,null,null,null,null,null,null,null,null,2]
[]
[{"$f":"K37","v":0},null,null,{"$f":"N37","v":0},null,{"$f":"P37","v":0}]
[null,null,null,null,null,null,null,null,null,null,null,null,null,null,null,null,null,null,null,null,null,null,"="]
[{"$f":"K39","v":0},null,null,{"$f":"N39","v":0},null,{"$f":"P39","v":0},null,{"$f":"R39","v":0}]
[null,null,null,{"$f":"N40","v":0},null,{"$f":"P40","v":0},null,{"$f":"R40","v":0}]
[]
[]
[]
[]
[null,null,null,{"$f":"N45","v":"注:"},null,null,null,null,null,null,null,null,null,{"$f":"INDEX(Language!$F$2:$G$70,22,Language!$E$1)","v":"注:"}]
[]
[null,null,null,null,null,null,null,null,null,null,null,null,null,{"$f":"IF(ISERR(HLOOKUP(U60,AJ59:AQ87,V58)),\"DX3系列没有符合您需求的阀，请选择其他系列，谢谢！                                                                   DX3 series can not meet your demand, please choose other series, thanks!\",\"\")","v":""}]
[]
[]
[]
[]
[]
[]
[{"$f":"INDEX(Language!$F$2:$G$70,45,Language!$E$1)","v":"螺口型或内平衡型请见"},null,null,null,null,null,null,null,null,null,{"$f":"INDEX(Language!$F$2:$G$70,45,Language!$E$1)","v":"螺口型或内平衡型请见"}]
[{"$f":"INDEX(Language!$F$2:$G$70,50,Language!$E$1)","v":"ALCO CONTROLS is not to be held responsible for erroneous data regarding capacities, dimensions, applications, etc. stated herein. Products, specifications and data in this data are subject to change without notice. The information given herein is based on technical data and tests which ALCO CONTROLS believes to be reliable and which are in compliance with technical knowledge of today. It is intended only for use by persons having the appropriate technical knowledge and skills, at their own discretion and risk. Since conditions of use are outside of ALCO'S control we can not assume any liability for results obtained or damages occurred due to improper application."},null,null,null,null,null,null,null,null,null,{"$f":"INDEX(Language!$F$2:$G$70,50,Language!$E$1)","v":"ALCO CONTROLS is not to be held responsible for erroneous data regarding capacities, dimensions, applications, etc. stated herein. Products, specifications and data in this data are subject to change without notice. The information given herein is based on technical data and tests which ALCO CONTROLS believes to be reliable and which are in compliance with technical knowledge of today. It is intended only for use by persons having the appropriate technical knowledge and skills, at their own discretion and risk. Since conditions of use are outside of ALCO'S control we can not assume any liability for results obtained or damages occurred due to improper application."}]
[]
[]
["-",null,null,{"$f":"IF(I100=0,\"\",J100)","v":{"$error":"#N/A"}},null,null,{"$f":"I58+21","v":{"$error":"#N/A"}},null,{"$f":"MATCH($P$20,J37:J45,-1)","v":{"$error":"#N/A"}},{"$f":"MATCH($P$20,J17:J34,-1)","v":2},"-",null,null,{"$f":"IF(S100=0,\"\",T100)","v":""},null,null,{"$f":"S58+21","v":{"$error":"#N/A"}},null,{"$f":"MATCH($P$20,T37:T45,-1)","v":{"$error":"#N/A"}},{"$f":"MATCH($P$20,V17:V24,-1)","v":2},null,{"$f":"T58+2","v":4}]
[null,null,null,null,{"$f":"HLOOKUP(K60,Z59:AH87,J58)","v":{"$error":"#N/A"}},{"$f":"INDEX(J17:J34,J58,1)","v":94.526375096354869},null,null,null,null,null,null,null,null,{"$f":"HLOOKUP(U60,AJ59:AQ87,T58)","v":"R 410A"},{"$f":"INDEX(T17:T34,T58,1)","v":94.526375096354869},null,null,null,null,1,null,2,3,4,5,6,7,8,9,10,null,"Power",null,null,2,3,4,5,6,7,8,9]
[2,null,null,null,null,null,null,null,{"$f":"HLOOKUP(K$60,M$59:U$87,A60)","v":2},null,2,null,null,null,null,null,null,null,{"$f":"HLOOKUP(U$60,W$59:AE$87,K60)","v":"R410A"},null,{"$f":"INDEX(W59:AE59,U59)","v":2},null,"R410A","R134a","R22","R404A","R507","R407F","R32","R407C","R744",null,"Assembly",null,null,"R 410A","R 134a","R 22","R 404A","R 507","R 407F","R32","R407C"]
[3,null,null,null,null,null,null,null,{"$f":"HLOOKUP(K$60,K$59:U$87,A61)","v":{"$error":"#N/A"}},"Qmax oder Qn",3,null,null,null,null,null,null,null,{"$f":"HLOOKUP(U$60,U$59:AE$87,K61)","v":103.51363429015076},"Qmax oder Qn","DX2-025S","098306",103.51363429015076,68.648651448598741,87.924999999999997,61.8,60.6,"-",152.47066633384568,93.516507501536054,"-",null,"XC726","2B",null,"DX2-025S","DX2-025S","DX2-025S",null,null,null,"DX2-025S","DX2-025S"]
[4,null,null,null,null,null,null,null,{"$error":"#N/A"},null,4,null,null,null,null,null,null,null,91.091998175332662,null,"DX2-022S","098305",{"$f":"W61*22/25","v":91.091998175332662},{"$f":"X61*22/25","v":60.410813274766895},{"$f":"Y61*22/25","v":77.373999999999995},54.4,53.3,"-",{"$f":"AC61*22/25","v":134.17418637378421},{"$f":"AD61*22/25","v":82.294526601351734},"-",null,"XC726","2B",null,"DX2-022S","DX2-022S","DX2-022S",null,null,null,"DX2-022S","DX2-022S"]
[5,null,null,null,null,null,null,null,{"$error":"#N/A"},null,5,null,null,null,null,null,null,null,0,null,null,null,null,null,null,null,null,null,null,null,null,null,"XC726","2B"]
[6,null,null,null,null,null,null,null,{"$error":"#N/A"},null,6,null,null,null,null,null,null,null,0,null,null,null,null,null,null,null,null,null,null,null,null,null,"XC726","2B"]
[7,null,null,null,null,null,null,null,{"$error":"#N/A"},null,7,null,null,null,null,null,null,null,0,null,null,null,null,null,null,null,null,null,null,null,null,null,"XC726","2B"]
[8,null,null,null,null,null,null,null,{"$error":"#N/A"},null,8,null,null,null,null,null,null,null,0,null,null,null,null,null,null,null,null,null,null,null,null,null,"XC726","2B"]
[9,null,null,null,null,null,null,null,{"$error":"#N/A"},null,9,null,null,null,null,null,null,null,0,null,null,null,null,null,null,null,null,null,null,null,null,null,"XC726","2B",null,"-"]
[10,null,null,null,null,null,null,null,{"$error":"#N/A"},null,10,null,null,null,null,null,null,null,0,null,null,null,null,null,null,null,null,null,null,null,null,null,"XB1019","1B",null,"-"]
[11,null,null,null,null,null,null,null,{"$error":"#N/A"},null,11,null,null,null,null,null,null,null,"-",null,"-","-","-","-","-","-","-","-","-","-","-","-","-","-","-","-","-","-","-","-","-"]
[12,null,null,null,null,null,null,null,{"$error":"#N/A"},null,12,null,null,null,null,null,null,null,0]
[13,null,null,null,null,null,null,null,{"$error":"#N/A"},null,13,null,null,null,null,null,null,null,0]
[14,null,null,null,null,null,null,null,{"$error":"#N/A"},null,14,null,null,null,null,null,null,null,0]
[15,null,null,null,null,null,null,null,{"$error":"#N/A"},null,15,null,null,null,null,null,null,null,0]
[16,null,null,null,null,null,null,null,{"$error":"#N/A"},null,16,null,null,null,null,null,null,null,0]
[17,null,null,null,null,null,null,null,{"$error":"#N/A"},null,17,null,null,null,null,null,null,null,0]
[18,null,null,null,null,null,null,null,{"$error":"#N/A"},null,18,null,null,null,null,null,null,null,0]
[19,null,null,null,null,null,null,null,{"$error":"#N/A"},null,19,null,null,null,null,null,null,null,0]
[20,null,null,null,null,null,null,null,{"$error":"#N/A"},null,20,null,null,null,null,null,null,null,0]
[21,null,null,null,null,null,null,null,null,null,21]
[22,null,null,null,null,null,null,null,{"$f":"HLOOKUP(K$60,K$59:U$87,A80)","v":{"$error":"#N/A"}},"Qmax oder Qn",22]
[23,null,null,null,null,null,null,null,{"$error":"#N/A"},null,23]
[24,null,null,null,null,null,null,null,{"$error":"#N/A"},null,24]
[25,null,null,null,null,null,null,null,{"$error":"#N/A"},null,25]
[26,null,null,null,null,null,null,null,{"$error":"#N/A"},null,26]
[27,null,null,null,null,null,null,null,{"$error":"#N/A"},null,27]
[28,null,null,null,null,null,null,null,{"$error":"#N/A"},null,28]
[29,null,null,null,null,null,null,null,{"$error":"#N/A"},null,29]
[30,null,null,null,null,null,{"$f":"IF(OR(LEFT($N$27,4)=\"TCLE\",LEFT($N$27,4)=\"TJRE\"),CONCATENATE($S$93,$S88,\"-1B\"),CONCATENATE($R$93,$S88,\"-2B\"))","v":"-2B"},null,{"$f":"HLOOKUP(K$60,K$59:U$106,A88)","v":{"$error":"#N/A"}},null,30]
[31,null,null,null,null,null,{"$f":"IF(OR(LEFT($N$27,4)=\"TCLE\",LEFT($N$27,4)=\"TJRE\"),CONCATENATE($S$93,$S89,\"-1B\"),CONCATENATE($R$93,$S89,\"-2B\"))","v":"-2B"},{"$f":"HLOOKUP($U$60,$AJ$59:$AQ$106,$K89)","v":0},{"$f":"HLOOKUP(K$60,K$59:U$106,A89)","v":{"$error":"#N/A"}},"MOP",31]
[32,null,null,null,null,null,{"$f":"IF(OR(LEFT($N$27,4)=\"TCLE\",LEFT($N$27,4)=\"TJRE\"),CONCATENATE($S$93,$S90,\"-1B\"),CONCATENATE($R$93,$S90,\"-2B\"))","v":"-2B"},{"$f":"HLOOKUP($U$60,$AJ$59:$AQ$106,$K90)","v":0},{"$f":"HLOOKUP(K$60,K$59:U$106,A90)","v":{"$error":"#N/A"}},"T",32]
[33,null,null,null,null,null,{"$f":"IF(OR(LEFT($N$27,4)=\"TCLE\",LEFT($N$27,4)=\"TJRE\"),CONCATENATE($S$93,$S91,\"-1B\"),CONCATENATE($R$93,$S91,\"-2B\"))","v":"-2B"},{"$f":"HLOOKUP($U$60,$AJ$59:$AQ$106,$K91)","v":0},{"$f":"HLOOKUP(K$60,K$59:U$106,A91)","v":{"$error":"#N/A"}},null,33]
[34,null,null,null,null,null,null,null,null,null,34]
[35,null,null,null,null,null,null,"XC 726","XB 1019 ",null,35]
[36,null,null,null,null,null,null,{"$f":"HLOOKUP($U$60,$AJ$59:$AQ$106,$K94)","v":0},{"$f":"HLOOKUP(K$60,K$59:U$106,A94)","v":{"$error":"#N/A"}},"Best.",36]
[37,null,null,null,null,null,null,{"$f":"HLOOKUP($U$60,$AJ$59:$AQ$106,$K95)","v":0},{"$f":"HLOOKUP(K$60,K$59:U$106,A95)","v":{"$error":"#N/A"}},"Nr.",37]
[38,null,null,null,null,null,null,{"$f":"HLOOKUP($U$60,$AJ$59:$AQ$106,$K96)","v":0},{"$f":"HLOOKUP(K$60,K$59:U$106,A96)","v":{"$error":"#N/A"}},null,38]
[39,null,null,null,null,null,null,{"$f":"HLOOKUP($U$60,$AJ$59:$AQ$106,$K97)","v":0},{"$f":"HLOOKUP(K$60,K$59:U$106,A97)","v":{"$error":"#N/A"}},null,39]
[40,null,null,null,null,null,null,null,null,null,40]
[41,null,null,null,null,null,null,null,null,null,41]
[42,null,null,null,null,null,null,{"$f":"HLOOKUP($U$60,$AJ$59:$AQ$106,$K100)","v":0},{"$f":"HLOOKUP(K$60,K$59:U$106,A100)","v":{"$error":"#N/A"}},"MOP",42]
[43,null,null,null,null,null,null,{"$f":"HLOOKUP($U$60,$AJ$59:$AQ$106,$K101)","v":0},{"$f":"HLOOKUP(K$60,K$59:U$106,A101)","v":{"$error":"#N/A"}},"TI",43]
[44,null,null,null,null,null,null,{"$f":"HLOOKUP($U$60,$AJ$59:$AQ$106,$K102)","v":0},{"$f":"HLOOKUP(K$60,K$59:U$106,A102)","v":{"$error":"#N/A"}},null,44]
[45,null,null,null,null,null,null,null,null,null,45]
[46,null,null,null,null,null,null,null,null,"Metrisch",46]
[47,null,null,null,null,null,null,null,{"$f":"HLOOKUP(K$60,K$59:U$115,A105)","v":{"$error":"#N/A"}},"Best",47]
[48,null,null,null,null,null,null,null,{"$f":"HLOOKUP(K$60,K$59:U$115,A106)","v":{"$error":"#N/A"}},"Nr",48]
[49,null,null,null,null,null,null,null,{"$f":"HLOOKUP(K$60,K$59:U$115,A107)","v":{"$error":"#N/A"}},"TI",49]
[50,null,null,null,null,null,null,null,{"$f":"HLOOKUP(K$60,K$59:U$115,A108)","v":{"$error":"#N/A"}},null,50]
[51,null,null,null,null,null,null,null,null,null,51]
[52,null,null,null,null,null,null,null,null,"Zöllig",52]
[53,null,null,null,null,null,null,null,{"$f":"HLOOKUP(K$60,K$59:U$115,A111)","v":{"$error":"#N/A"}},"Best",53]
[54,null,null,null,null,null,null,null,{"$f":"HLOOKUP(K$60,K$59:U$115,A112)","v":{"$error":"#N/A"}},"Nr",54]
[55,null,null,null,null,null,null,null,{"$f":"HLOOKUP(K$60,K$59:U$115,A113)","v":{"$error":"#N/A"}},"TI",55]
[56,null,null,null,null,null,null,null,{"$f":"HLOOKUP(K$60,K$59:U$115,A114)","v":{"$error":"#N/A"}},null,56]
[57,null,null,null,null,null,null,null,null,null,57]
[]
[1,null,null,null,null,null,null,null,null,null,1,null,null,null,null,null,null,null,null,null,null,null,2,3,4,5,6,7,8,9,10]
[2,null,null,null,null,null,null,null,{"$f":"HLOOKUP(K$60,L$117:T$121,A118)","v":{"$error":"#N/A"}},null,2,null,null,null,null,null,null,null,{"$f":"HLOOKUP(U$60,W$117:AE$121,K118)","v":"R410A"},null,"Temperatur",null,"R410A","R134a","R22","R404A","R507","R407F","R32","R407C","R744",null,null,null,"Temperatur","R 410A","R 134a","R 22","R 404A","R 507","R 407F","R23","R124"]
[3,null,null,null,null,null,null,null,{"$f":"HLOOKUP(K$60,L$117:T$121,A119)+$P$16","v":{"$error":"#N/A"}},"Eintrittspkt Korr Tabelle Flüssig.Temp:",3,null,null,null,null,null,null,null,{"$f":"HLOOKUP(U$60,W$117:AE$121,K119)+$P$16","v":670},"Eintrittspkt Korr Tabelle Flüssig.Temp:",null,null,640,120,260,440,760,520,930,1010,870]
[]
[5,null,null,null,null,null,null,null,{"$f":"HLOOKUP(K$60,L$117:T$121,A121)","v":{"$error":"#N/A"}},"Korr.Faktor",5,null,null,null,null,null,null,null,{"$f":"HLOOKUP(U$60,W$117:AE$121,K121)","v":13.995995962899823},"Korr.Faktor",null,null,13.995995962899823,6.2519252813530386,8.9416615696313695,10.6251,10.731712063819753,12.317500000000001,14.3758620689655,11.365517241379299,16.470267043846682]
[]
[]
[]
[]
[]
[]
[]
[]
[]
[]
[]
[]
[]
[]
[]
[]
[]
[]
[]
[]
[]
[]
[]
[]
[]
[]
[]
[]
[]
[]
[]
[]
[]
[]
[]
[]
[]
[]
[]
[]
[]
[]
[]
[]
[]
[]
[]
[]
[]
[]
[]
[]
[]
[]
[]
[]
[]
[]
[]
[]
[]
[]
[]
[]
[]
[]
[]
[]
[]
[]
[]
[]
[]
[]
[]
[]
[]
[]
[]
[]
[]
[]
[]
[]
[]
[]
[]
[]
[]
[]
[]
[]
[]
[]
[]
[]
[]
[]
[]
[]
[]
[]
[]
[]
[]
[]
[]
[]
[]
[]
[]
[]
[]
[]
[]
[]
[]
[]
[]
[]
[]
[]
[]
[]
[]
[]
[]
[]
[]
[]
[]
[]
[]
[]
[]
[]
[]
[]
[]
[]
[]
[]
[]
[]
[]
[]
[]
[]
[]
[]
[]
[]
[]
[]
[]
[]
[]
[]
[]
[]
[]
[]
[]
[]
[]
[]
[]
[]
[]
[]
[]
[]
[]
[]
[]
[]
[]
[]
[]
[]
[]
[]
[]
[]
[]
[]
[]
[]
[]
[]
[]
[]
[]
[]
[]
[]
[]
[]
[]
[]
[]
[]
[]
[]
[null,null,null,null,null,null,null,null,null,null,null,null,null,null,null,null,null,null,null,null,null,null,null,null,"Valves Type",{"$f":"(IF(O27=\"EX5\",10,IF(O27=\"EX6\",11,IF(O27=\"EX7\",12,IF(O27=\"EX8\",13,#N/A)))))","v":{"$error":"#N/A"}}]
[null,null,null,null,null,null,null,null,null,null,null,null,null,null,null,null,null,null,null,null,{"$f":"T16","v":"R410A"},null,{"$f":"U4","v":0},{"$f":"W4","v":0},{"$f":"X4","v":0},{"$f":"Y4","v":0},{"$f":"Z4","v":0},{"$f":"AA4","v":0},"R507",{"$f":"AC4","v":0}]
[null,null,null,null,null,null,null,null,null,1,null,null,null,null,null,null,null,null,null,1,2,null,3,4,5,6,7,8,9,10]
[null,null,null,null,null,null,null,null,null,10,null,null,null,null,null,null,null,null,null,10,{"$f":"T21","v":0},null,{"$f":"U8","v":0},{"$f":"W8","v":0},{"$f":"X8","v":0},{"$f":"Y8","v":0},{"$f":"Z8","v":0},{"$f":"AA8","v":0},{"$f":"$AB$8","v":0},{"$f":"AC8","v":0}]
[null,null,null,null,null,null,null,null,null,11,null,null,null,null,null,null,null,null,null,11,{"$f":"T20","v":0},null,{"$f":"U7","v":0},{"$f":"W7","v":0},{"$f":"X7","v":0},{"$f":"Y7","v":0},{"$f":"Z7","v":0},{"$f":"AA7","v":0},{"$f":"$AB$7","v":0},{"$f":"AC7","v":1}]
[null,null,null,null,null,null,null,null,null,12,null,null,null,null,null,null,null,null,null,12,{"$f":"T19","v":0},null,{"$f":"U6","v":0},{"$f":"W6","v":0},{"$f":"X6","v":0},{"$f":"Y6","v":0},{"$f":"Z6","v":0},{"$f":"AA6","v":0},{"$f":"$AB$6","v":0},{"$f":"AC6","v":0}]
[null,null,null,null,null,null,null,null,null,13,null,null,null,null,null,null,null,null,null,13,{"$f":"T18","v":94.526375096354869},null,{"$f":"U5","v":0},{"$f":"W5","v":0},{"$f":"X5","v":0},{"$f":"Y5","v":0},{"$f":"Z5","v":0},{"$f":"AA5","v":0},{"$f":"$AB$5","v":0},{"$f":"AC5","v":0}]
[]
[]
[null,null,null,null,null,null,null,null,null,"EX1",null,null,null,null,null,null,null,null,null,"EX1"]
[null,null,null,null,null,null,null,null,null,null,null,null,null,null,null,null,null,null,null,null,null,null,null,null,"Refrigerant",{"$f":"(IF(M6=\"R124\",2,IF(M6=\"R134a\",3,IF(M6=\"R22\",4,IF(M6=\"R23\",5,IF(M6=\"R404A\",6,IF(M6=\"R407C\",7,IF(M6=\"R410A\",8,IF(M6=\"R744\",10,\"9\")))))))))","v":8}]
[null,null,null,null,null,null,null,null,null,null,null,null,null,null,null,null,null,null,null,null,null,null,null,null,"Valves Type",{"$f":"(IF(O39=\"EX1-A\",10,IF(O39=\"EX1-C\",11,IF(O39=\"EX1-E\",12,IF(O39=\"EX1-G\",13,IF(O39=\"EX1-I\",14,#N/A))))))","v":{"$error":"#N/A"}}]
[null,null,null,null,null,null,null,null,null,null,null,null,null,null,null,null,null,null,null,null,"R124",null,"R134a","R22","R23","R404A","R407C","R410A","R507","R744"]
[null,null,null,null,null,null,null,null,null,1,null,null,null,null,null,null,null,null,null,1,2,null,3,4,5,6,7,8,9,10]
[null,null,null,null,null,null,null,null,null,10,null,null,null,null,null,null,null,null,null,10,{"$f":"T29","v":0},null,{"$f":"U16","v":0},{"$f":"W16","v":0},{"$f":"X16","v":0},{"$f":"Y16","v":0},{"$f":"Z16","v":0},{"$f":"AA16","v":0},{"$f":"$AB$16","v":0},{"$f":"AC16","v":0}]
[null,null,null,null,null,null,null,null,null,11,null,null,null,null,null,null,null,null,null,11,{"$f":"T28","v":0},null,{"$f":"U15","v":0},{"$f":"W15","v":0},{"$f":"X15","v":0},{"$f":"Y15","v":0},{"$f":"Z15","v":0},{"$f":"AA15","v":0},{"$f":"$AB$15","v":0},{"$f":"AC15","v":0}]
[null,null,null,null,null,null,null,null,null,12,null,null,null,null,null,null,null,null,null,12,{"$f":"T27","v":0},null,{"$f":"U14","v":0},{"$f":"W14","v":0},{"$f":"X14","v":0},{"$f":"Y14","v":0},{"$f":"Z14","v":0},{"$f":"AA14","v":0},{"$f":"$AB$14","v":0},{"$f":"AC14","v":0}]
[null,null,null,null,null,null,null,null,null,13,null,null,null,null,null,null,null,null,null,13,{"$f":"T26","v":0},null,{"$f":"U13","v":0},{"$f":"W13","v":0},{"$f":"X13","v":0},{"$f":"Y13","v":0},{"$f":"Z13","v":0},{"$f":"AA13","v":0},{"$f":"$AB$13","v":0},{"$f":"AC13","v":0}]
[null,null,null,null,null,null,null,null,null,14,null,null,null,null,null,null,null,null,null,14,{"$f":"T25","v":0},null,{"$f":"U12","v":0},{"$f":"W12","v":0},{"$f":"X12","v":0},{"$f":"Y12","v":0},{"$f":"Z12","v":0},{"$f":"AA12","v":0},{"$f":"$AB$12","v":0},{"$f":"AC12","v":0}]
[]
[]
[null,null,null,null,null,null,null,null,null,"EX2",null,null,null,null,null,null,null,null,null,"EX2"]
[null,null,null,null,null,null,null,null,null,null,null,null,null,null,null,null,null,null,null,null,null,null,null,null,"Refrigerant",{"$f":"(IF(M6=\"R124\",2,IF(M6=\"R134a\",3,IF(M6=\"R22\",4,IF(M6=\"R23\",5,IF(M6=\"R404A\",6,IF(M6=\"R407C\",7,IF(M6=\"R410A\",8,IF(M6=\"R744\",10,\"9\")))))))))","v":8}]
[null,null,null,null,null,null,null,null,null,null,null,null,null,null,null,null,null,null,null,null,null,null,null,null,"Valves Type",{"$f":"IF(O37=\"EXO-00X\",10,IF(O37=\"EXO-000\",11,IF(O37=\"EXO-001\",12,IF(O37=\"EXO-002\",13,IF(O37=\"EXO-003\",14,IF(O37=\"EXO-004\",15,IF(O37=\"EX2\",16,#N/A)))))))","v":{"$error":"#N/A"}}]
[null,null,null,null,null,null,null,null,null,null,null,null,null,null,null,null,null,null,null,null,"R124",null,"R134a","R22","R23","R404A","R407C","R410A","R507","R744"]
[null,null,null,null,null,null,null,null,null,1,null,null,null,null,null,null,null,null,null,1,2,null,3,4,5,6,7,8,9,10]
[null,null,null,null,null,null,null,null,null,10,null,null,null,null,null,null,null,null,null,10,{"$f":"T41","v":0},null,{"$f":"U40","v":0},{"$f":"W40","v":0},{"$f":"X40","v":0},{"$f":"Y40","v":0},{"$f":"Z40","v":0},{"$f":"AA40","v":0},{"$f":"$AB$40","v":0},{"$f":"AC40","v":0}]
[null,null,null,null,null,null,null,null,null,11,null,null,null,null,null,null,null,null,null,11,{"$f":"T40","v":0},null,{"$f":"U39","v":0},{"$f":"W39","v":0},{"$f":"X39","v":0},{"$f":"Y39","v":0},{"$f":"Z39","v":0},{"$f":"AA39","v":0},{"$f":"$AB$39","v":0},{"$f":"AC39","v":0}]
[null,null,null,null,null,null,null,null,null,12,null,null,null,null,null,null,null,null,null,12,{"$f":"T39","v":0},null,{"$f":"U38","v":0},{"$f":"W38","v":"="},{"$f":"X38","v":0},{"$f":"Y38","v":0},{"$f":"Z38","v":0},{"$f":"AA38","v":0},{"$f":"$AB$38","v":0},{"$f":"AC38","v":0}]
[null,null,null,null,null,null,null,null,null,13,null,null,null,null,null,null,null,null,null,13,{"$f":"T38","v":0},null,{"$f":"U24","v":0},{"$f":"W24","v":0},{"$f":"X24","v":0},{"$f":"Y24","v":0},{"$f":"Z24","v":0},{"$f":"AA24","v":0},{"$f":"$AB$24","v":0},{"$f":"AC24","v":0}]
[null,null,null,null,null,null,null,null,null,14,null,null,null,null,null,null,null,null,null,14,{"$f":"T37","v":0},null,{"$f":"U23","v":0},{"$f":"W23","v":0},{"$f":"X23","v":0},{"$f":"Y23","v":0},{"$f":"Z23","v":0},{"$f":"AA23","v":0},{"$f":"$AB$23","v":2},{"$f":"AC23","v":"Chinese"}]
[null,null,null,null,null,null,null,null,null,15,null,null,null,null,null,null,null,null,null,15,{"$f":"T36","v":0},null,{"$f":"U22","v":0},{"$f":"W22","v":0},{"$f":"X22","v":0},{"$f":"Y22","v":0},{"$f":"Z22","v":0},{"$f":"AA22","v":0},{"$f":"$AB$22","v":1},{"$f":"AC22","v":"English"}]
[null,null,null,null,null,null,null,null,null,16,null,null,null,null,null,null,null,null,null,16,{"$f":"T34","v":0},null,{"$f":"U21","v":0},{"$f":"W21","v":0},{"$f":"X21","v":0},{"$f":"Y21","v":0},{"$f":"Z21","v":0},{"$f":"AA21","v":0},{"$f":"$AB$21","v":0},{"$f":"AC21","v":0}]

{"sheet":"DX3","index":3,"n_rows":358,"n_cols":43,"rows_kept":358,"cut":false,"hidden":false,"merged":[[0,10,0,19],[1,0,1,19],[2,3,2,4],[5,0,5,1],[5,10,5,11],[7,0,7,3],[7,10,7,13],[7,50,7,51],[8,30,8,38],[10,0,10,3],[10,10,10,13],[10,53,10,54],[13,0,13,2],[13,7,14,9],[13,10,13,12],[13,17,14,19],[13,30,13,38],[15,0,15,3],[15,10,15,13],[16,7,23,7],[17,0,17,3],[17,10,17,13],[22,0,23,6],[22,10,23,16],[21,0,21,4],[21,10,21,14],[17,46,17,47],[17,51,17,53],[18,30,18,38],[19,0,19,3],[19,10,19,13],[16,17,21,17],[25,7,25,8],[26,17,28,18],[29,45,29,46],[30,0,30,1],[30,7,30,8],[30,10,30,11],[30,17,30,18],[30,15,31,15],[30,50,30,52],[32,0,34,1],[32,7,32,8],[32,10,34,11],[32,17,32,18],[33,7,33,8],[33,17,33,18],[34,7,34,8],[34,17,34,18],[36,0,36,1],[36,7,36,8],[36,10,36,11],[36,17,36,18],[38,0,39,2],[38,7,38,8],[38,10,39,12],[38,17,38,18],[39,7,39,8],[39,17,39,18],[121,34,121,42],[46,13,49,19],[54,0,56,9],[54,10,56,19],[60,9,77,9],[60,19,77,19],[79,9,86,9],[79,19,86,19]]}
[{"$f":"INDEX(Language!$F$2:$G$70,2,Language!$E$1)","v":"使用方法: 选择冷媒, 并在黄色部分填入你所要求的工况"},null,null,null,null,null,null,null,null,null,{"$f":"INDEX(Language!$F$2:$G$41,2,Language!$E$1)","v":"使用方法: 选择冷媒, 并在黄色部分填入你所要求的工况"}]
[{"$f":"INDEX(Language!$F$2:$G$70,3,Language!$E$1)","v":"错误信息: Po或Pc如显示N/A, 表示已超出冷媒的正常工况."}]
[null,null,null,{"$f":"INDEX(Language!$F$2:$G$70,4,Language!$E$1)","v":"项目:"}]
[null,null,null,null,null,null,null,null,null,null,null,null,null,null,null,null,null,null,null,null,null,null,null,null,null,null,null,null,null,null,"DP","Kt","Zeile in","KDP",null,null,null,null,3,{"$f":"INDEX(AN5:AN13,U59)","v":5}]
[null,null,null,null,null,null,null,null,null,null,null,null,null,null,null,null,null,null,null,null,null,null,null,null,null,null,null,null,null,null,{"$f":"P12-(P9+P22)","v":8.9124000000000017},"bar","Korr.Tab",{"$f":"SQRT(S121/AE5)","v":1.0918655865698792},null,null,null,null,null,2,"R410A"]
[{"$f":"INDEX(Language!$F$2:$G$70,5,Language!$E$1)","v":"冷媒:"},null,{"$f":"M6","v":"R404A"},null,null,null,null,null,null,null,{"$f":"INDEX(Language!$F$2:$G$41,5,Language!$E$1)","v":"冷媒:"},null,{"$f":"HLOOKUP(U60,W59:AE60,2)","v":"R404A"},null,null,null,null,null,null,null,null,null,null,null,null,null,null,null,null,null,null,{"$f":"HLOOKUP(P8,Kt!$C$3:'Kt'!$ED$969,$AG$6,)","v":0.98},{"$f":"MATCH(AH6,Kt!$C$3:'Kt'!$C$969,0)","v":398},{"$f":"S119","v":477},null,null,null,null,null,3,"R134a"]
[null,null,null,null,null,null,null,null,null,null,null,null,null,null,null,null,null,null,null,null,null,null,null,null,null,null,null,null,{"$f":"(100-P14)/100","v":0.99},null,"Kü",1,null,null,null,null,null,null,null,4,"R22"]
[{"$f":"INDEX(Language!$F$2:$G$70,6,Language!$E$1)","v":"蒸发温度"},null,null,null,"To:",10,{"$f":"INDEX(Language!$B$5:$D$15,2,Language!$B$2)","v":"°C"},null,null,null,{"$f":"INDEX(Language!$F$2:$G$41,6,Language!$E$1)","v":"蒸发温度"},null,null,null,"To:",5,"°C",null,null,null,null,null,null,null,null,null,null,null,null,null,null,null,null,null,null,null,null,null,null,5,"R404A"]
[null,null,null,null,"Po=",{"$f":"(P9)*INDEX(Language!$B$5:$D$15,9,Language!$B$2)","v":7.0186000000000002},{"$f":"INDEX(Language!$B$5:$D$15,10,Language!$B$2)","v":"bara"},null,null,null,null,null,null,null,"Po=",{"$f":"(VLOOKUP(P8,DampfDruck!$U$4:$AD$404,$U$60,))/100000","v":7.0186000000000002},"bara",null,null,null,null,null,null,null,null,null,null,null,null,null,null,null,null,null,null,null,null,null,null,6,"R507"]
[null,null,null,null,null,{"$f":"IF(C6=\"R407C\",INDEX(Language!$F$2:$G$70,60,Language!$E$1),\"\")","v":""},null,null,null,null,null,null,null,null,null,{"$f":"IF(M6=\"R407C\",INDEX(Language!$F$2:$G$70,60,Language!$E$1),\"\")","v":""},null,null,null,null,null,null,null,null,null,null,null,null,null,null,"R124","R134a","R22","R23","R404A","R407C","R410A","R507","R744",7,"R407F"]
[{"$f":"INDEX(Language!$F$2:$G$70,7,Language!$E$1)","v":"冷凝温度"},null,null,null,"Tc:",30,{"$f":"INDEX(Language!$B$5:$D$15,2,Language!$B$2)","v":"°C"},null,null,null,{"$f":"INDEX(Language!$F$2:$G$41,7,Language!$E$1)","v":"冷凝温度"},null,null,null,"Tc:",38,"°C",null,null,null,null,null,null,null,null,null,null,null,null,null,{"$f":"IF($M$6=AE10,(MATCH($P$20,T18:T21,-1)),FALSE)","v":false},{"$f":"IF($M$6=AF10,(MATCH($P$20,U5:U8,-1)),FALSE)","v":false},{"$f":"IF($M$6=AG10,(MATCH($P$20,W5:W8,-1)),FALSE)","v":false},false,{"$error":"#N/A"},false,false,false,false,8,"R32"]
[null,null,null,null,"Pc=",{"$f":"(P12)*INDEX(Language!$B$5:$D$15,9,Language!$B$2)","v":17.431000000000001},{"$f":"INDEX(Language!$B$5:$D$15,10,Language!$B$2)","v":"bara"},null,null,null,null,null,null,null,"Pc=",{"$f":"(VLOOKUP(P11,DampfDruck!$F$4:$O$404,$U$60,))/100000","v":17.431000000000001},"bara",null,null,null,null,null,null,null,null,null,null,null,null,null,{"$f":"IF(AE11=1,\"EX8\",IF(AE11=2,\"EX7\",IF(AE11=3,\"EX6\",IF(AE11=4,\"EX5\",#N/A))))","v":{"$error":"#N/A"}},{"$error":"#N/A"},{"$error":"#N/A"},{"$error":"#N/A"},{"$error":"#N/A"},{"$error":"#N/A"},{"$error":"#N/A"},{"$error":"#N/A"},{"$f":"IF(AM11=1,\"EX8\",IF(AM11=2,\"EX7\",IF(AM11=3,\"EX6\",IF(AM11=4,\"EX5\",#N/A))))","v":{"$error":"#N/A"}},9,"R407C"]
[null,null,null,null,null,{"$f":"IF(C6=\"R407C\",INDEX(Language!$F$2:$G$70,61,Language!$E$1),\"\")","v":""},null,null,null,null,null,null,null,null,null,{"$f":"IF(M6=\"R407C\",INDEX(Language!$F$2:$G$70,61,Language!$E$1),\"\")","v":""},null,null,null,null,null,null,null,null,null,null,null,null,null,null,null,null,null,null,null,null,null,null,null,10,"R744"]
[{"$f":"INDEX(Language!$F$2:$G$70,8,Language!$E$1)","v":"过冷度"},null,null,null,"DTsub:",20,{"$f":"INDEX(Language!$B$5:$D$15,3,Language!$B$2)","v":"K"},{"$f":"INDEX(Language!$F$2:$G$70,23,Language!$E$1)","v":"指定工况下阀的最大容量   (kW)"},null,null,{"$f":"INDEX(Language!$F$2:$G$41,8,Language!$E$1)","v":"过冷度"},null,null,null,"DTsub:",1,"K",{"$f":"INDEX(Language!$F$2:$G$41,23,Language!$E$1)","v":"指定工况下阀的最大容量   (kW)"}]
[null,null,null,null,null,null,null,null,null,null,null,null,null,null,null,null,null,null,null,null,null,null,null,null,null,null,null,null,null,null,"R1","R134a","R22","R231","R404A","R407C","R410A","R507","R7"]
[{"$f":"INDEX(Language!$F$2:$G$70,9,Language!$E$1)","v":"液体温度"},null,null,null,"Tliquid:",{"$f":"F11-F14","v":10},{"$f":"INDEX(Language!$B$5:$D$15,2,Language!$B$2)","v":"°C"},null,{"$f":"INDEX(Language!$F$2:$G$70,17,Language!$E$1)","v":"RX1S"},{"$f":"T16","v":"R404A"},{"$f":"INDEX(Language!$F$2:$G$41,9,Language!$E$1)","v":"液体温度"},null,null,null,"Tliquid:",{"$f":"P11-P14","v":37},"°C",null,{"$f":"INDEX(Language!$F$2:$G$70,67,Language!$E$1)","v":"DX3"},{"$f":"HLOOKUP(U60,W59:AE60,2)","v":"R404A"},null,null,null,null,null,null,null,null,null,null,{"$f":"IF($M$6=AE15,(MATCH($P$20,T25:T29,-1)),FALSE)","v":false},{"$f":"IF($M$6=AF15,(MATCH($P$20,U12:U16,-1)),FALSE)","v":false},{"$f":"IF($M$6=AG15,(MATCH($P$20,W12:W16,-1)),FALSE)","v":false},false,{"$error":"#N/A"},false,false,false,false]
[null,null,null,null,null,null,null,{"$f":"I16","v":"RX1S"},{"$f":"U61","v":"DX3-025"},{"$f":"IF(T17=\"-\",\"-\",T17*INDEX(Language!$B$5:$D$15,8,Language!$B$2))","v":"-"},null,null,null,null,null,null,null,"DX3",{"$f":"U61","v":"DX3-025"},{"$f":"IF(S61=\"-\",\"-\",S61/($AH$5*$AF$6*$AF$7))","v":"-"},null,{"$f":"0.85*T17","v":{"$error":"#VALUE!"}},null,null,null,null,null,null,null,null,{"$f":"IF(AE16=1,\"EX1-I\",IF(AE16=2,\"EX1-G\",IF(AE16=3,\"EX1-E\",IF(AE16=4,\"EX1-C\",IF(AE16=5,\"EX1-A\",#N/A)))))","v":{"$error":"#N/A"}},{"$f":"IF(AF16=1,\"EX1-I\",IF(AF16=2,\"EX1-G\",IF(AF16=3,\"EX1-E\",IF(AF16=4,\"EX1-C\",IF(AF16=5,\"EX1-A\",#N/A)))))","v":{"$error":"#N/A"}},{"$error":"#N/A"},{"$error":"#N/A"},{"$error":"#N/A"},{"$error":"#N/A"},{"$error":"#N/A"},{"$error":"#N/A"},{"$f":"IF(AM16=1,\"EX1-I\",IF(AM16=2,\"EX1-G\",IF(AM16=3,\"EX1-E\",IF(AM16=4,\"EX1-C\",IF(AM16=5,\"EX1-A\",#N/A)))))","v":{"$error":"#N/A"}}]
[{"$f":"INDEX(Language!$F$2:$G$70,10,Language!$E$1)","v":"阀两端的压差"},null,null,null,null,{"$f":"F12-(F9+F22)","v":10.072400000000002},{"$f":"INDEX(Language!$B$5:$D$15,5,Language!$B$2)","v":"bar"},null,{"$f":"U62","v":"DX3-020"},{"$f":"IF(T18=\"-\",\"-\",T18*INDEX(Language!$B$5:$D$15,8,Language!$B$2))","v":"-"},{"$f":"INDEX(Language!$F$2:$G$41,10,Language!$E$1)","v":"阀两端的压差"},null,null,null,null,{"$f":"P12-(P9+P22)","v":8.9124000000000017},"bar",null,{"$f":"U62","v":"DX3-020"},"-",null,{"$error":"#VALUE!"},null,null,null,null,null,null,null,null,null,null,null,null,null,null,null,null,null,null,1,2]
[null,null,null,null,null,null,null,null,"DX3-015",{"$f":"IF(T19=\"-\",\"-\",T19*INDEX(Language!$B$5:$D$15,8,Language!$B$2))","v":"-"},null,null,null,null,null,null,null,null,{"$f":"U63","v":"DX3-015"},"-",null,{"$error":"#VALUE!"},null,null,null,null,null,null,null,null,null,null,null,null,null,null,null,null,null,null,"R407C",1010]
[{"$f":"INDEX(Language!$F$2:$G$70,11,Language!$E$1)","v":"系统制冷量"},null,null,null,"Q0:",70,{"$f":"INDEX(Language!$B$5:$D$15,4,Language!$B$2)","v":"kW"},null,"DX3-012",{"$f":"IF(T20=\"-\",\"-\",T20*INDEX(Language!$B$5:$D$15,8,Language!$B$2))","v":"-"},{"$f":"INDEX(Language!$F$2:$G$41,11,Language!$E$1)","v":"系统制冷量"},null,null,null,"Q0:",20,"kW",null,"DX3-012","-",null,{"$error":"#VALUE!"},null,null,null,null,null,null,null,null,"R1","R134a","R22","R231","R404A","R407C","R408","R507","R7",null,"R134a",120]
[null,null,null,null,null,null,null,null,"DX3-010",{"$f":"IF(T21=\"-\",\"-\",T21*INDEX(Language!$B$5:$D$15,8,Language!$B$2))","v":"-"},null,null,null,null,null,null,null,null,"DX3-010","-",null,{"$error":"#VALUE!"},null,null,null,null,null,null,null,null,{"$f":"IF($M$6=AE20,(MATCH($P$20,T34:T41,-1)),FALSE)","v":false},{"$f":"IF($M$6=AF20,(MATCH($P$20,U21:U40,-1)),FALSE)","v":false},{"$f":"IF($M$6=AG20,(MATCH($P$20,W21:W40,-1)),FALSE)","v":false},false,{"$error":"#N/A"},false,false,false,false,null,"R22",260]
[{"$f":"INDEX(Language!$F$2:$G$70,12,Language!$E$1)","v":"压降"},null,null,null,null,0.34,{"$f":"INDEX(Language!$B$5:$D$15,5,Language!$B$2)","v":"bar"},null,"DX3-008",{"$f":"IF(T22=\"-\",\"-\",T22*INDEX(Language!$B$5:$D$15,8,Language!$B$2))","v":"-"},{"$f":"INDEX(Language!$F$2:$G$41,12,Language!$E$1)","v":"压降"},null,null,null,null,1.5,"bar",null,"DX3-008","-",null,{"$error":"#VALUE!"},null,null,null,null,null,1,{"$f":"Language!F$2","v":"English"},null,{"$f":"IF(AE21=1,\"EX2\",IF(AE21=2,\"EXO-004\",IF(AE21=3,\"EXO-003\",IF(AE21=4,\"EXO-002\",IF(AE21=5,\"EXO-001\",IF(AE21=6,\"EXO-000\",IF(AE21=7,\"EXO-00X\",#N/A)))))))","v":{"$error":"#N/A"}},{"$f":"IF(AF21=1,\"EX2\",IF(AF21=2,\"EXO-004\",IF(AF21=3,\"EXO-003\",IF(AF21=4,\"EXO-002\",IF(AF21=5,\"EXO-001\",IF(AF21=6,\"EXO-000\",IF(AF21=7,\"EXO-00X\",#N/A)))))))","v":{"$error":"#N/A"}},{"$error":"#N/A"},{"$error":"#N/A"},{"$error":"#N/A"},{"$error":"#N/A"},{"$error":"#N/A"},{"$error":"#N/A"},{"$f":"IF(AM21=1,\"EX2\",IF(AM21=2,\"EXO-004\",IF(AM21=3,\"EXO-003\",IF(AM21=4,\"EXO-002\",IF(AM21=5,\"EXO-001\",IF(AM21=6,\"EXO-000\",IF(AM21=7,\"EXO-00X\",#N/A)))))))","v":{"$error":"#N/A"}},null,"R32",930]
[{"$f":"INDEX(Language!$F$2:$G$70,13,Language!$E$1)","v":"(液管, 干燥过滤器, 电磁阀, 视液镜, 分液头, 蒸发器)"},null,null,null,null,null,null,null,"DX3-075S",{"$f":"IF(T23=\"-\",\"-\",T23*INDEX(Language!$B$5:$D$15,8,Language!$B$2))","v":"-"},{"$f":"INDEX(Language!$F$2:$G$41,13,Language!$E$1)","v":"(液管, 干燥过滤器, 电磁阀, 视液镜, 分液头, 蒸发器)"},null,null,null,null,null,null,null,"DX3-075S","-",null,{"$error":"#VALUE!"},null,null,null,null,null,2,{"$f":"Language!G$2","v":"Chinese"},null,null,null,null,null,null,null,null,null,null,null,"R404A",440]
[null,null,null,null,null,null,null,null,"DX3-006",{"$f":"IF(T24=\"-\",\"-\",T24*INDEX(Language!$B$5:$D$15,8,Language!$B$2))","v":0},null,null,null,null,null,null,null,null,"DX3-006",0,null,0,null,null,null,null,null,null,null,null,null,null,null,null,null,null,null,null,null,null,"R407F",520]
[null,null,null,null,null,null,null,null,null,null,{"$f":"INDEX(Language!$F$2:$G$41,13,Language!$E$1)","v":"(液管, 干燥过滤器, 电磁阀, 视液镜, 分液头, 蒸发器)"},null,null,null,null,null,null,null,null,null,null,null,null,null,null,null,null,null,null,null,null,null,null,null,null,null,null,null,null,null,"R410A",640]
[{"$f":"INDEX(Language!$F$2:$G$70,14,Language!$E$1)","v":"你的选择"},null,null,{"$f":"INDEX(Language!$F$2:$G$70,15,Language!$E$1)","v":"型号"},null,{"$f":"P26","v":"产品编号:"},null,{"$f":"R26","v":0},null,null,{"$f":"INDEX(Language!$F$2:$G$41,14,Language!$E$1)","v":"你的选择"},null,null,{"$f":"INDEX(Language!$F$2:$G$41,15,Language!$E$1)","v":"型号"},null,{"$f":"INDEX(Language!$F$2:$G$41,18,Language!$E$1)","v":"产品编号:"},null,null,{"$f":"INDEX(Language!$F$2:$G$70,66,Language!$E$1)","v":"备注"},null,null,null,null,null,null,null,null,null,null,null,null,null,null,null,null,null,null,null,null,null,"R507",760]
[{"$f":"K27","v":0},null,null,{"$f":"N27","v":0},null,null,null,null,null,null,null,null,null,null,null,null,null,null,null,null,null,null,null,null,null,null,null,null,null,null,null,null,null,null,null,null,null,null,null,null,"R744",870]
[{"$f":"K28","v":"DX3"},null,null,{"$f":"N28","v":{"$error":"#N/A"}},null,{"$f":"P28","v":{"$error":"#N/A"}},null,null,null,null,{"$f":"INDEX(Language!$F$2:$G$70,67,Language!$E$1)","v":"DX3"},null,null,{"$f":"INDEX(S17:S34,T58,1)","v":{"$error":"#N/A"}},null,{"$f":"INDEX(V61:V78,T58,1)","v":{"$error":"#N/A"}}]
[]
[null,null,null,{"$f":"N30","v":"配件"},null,null,null,null,null,null,null,null,null,{"$f":"INDEX(Language!$F$2:$G$41,38,Language!$E$1)","v":"配件"}]
[{"$f":"K31","v":"IP防护等级"},null,null,{"$f":"N31","v":0},null,{"$f":"P31","v":"098315"},null,{"$f":"R31","v":0},null,null,{"$f":"INDEX(Language!$F$2:$G$69,68,Language!$E$1)","v":"IP防护等级"},null,null,null,null,{"$f":"INDEX(Y32:AA33,X34,V35)","v":"098315"},null,null,null,null,null,null,null,null,"2m","3m","6m"]
[null,null,null,null,null,null,null,null,null,null,{"$f":"INDEX(Language!$F$2:$G$66,65,Language!$E$1)","v":"定子导线（选择其中之一）"},null,null,null,null,null,null,null,null,null,null,"2M",null,"IP65","098307","098315","098323"]
[{"$f":"K33","v":0},null,null,{"$f":"N33","v":0},null,{"$f":"P33","v":0},null,{"$f":"R33","v":0},null,null,null,null,null,null,null,null,null,null,null,null,null,"3M",null,"IP67","098308","098316","098324"]
[null,null,null,{"$f":"N34","v":0},null,{"$f":"P34","v":0},null,{"$f":"R34","v":0},null,null,null,null,null,null,null,null,null,null,null,null,null,"6M",null,1]
[null,null,null,{"$f":"N35","v":0},null,{"$f":"P35","v":0},null,{"$f":"R35","v":0},null,null,null,null,null,null,null,null,null,null,null,null,null,2]
[]
[{"$f":"K37","v":0},null,null,{"$f":"N37","v":0},null,{"$f":"P37","v":0}]
[null,null,null,null,null,null,null,null,null,null,null,null,null,null,null,null,null,null,null,null,null,null,"="]
[{"$f":"K39","v":0},null,null,{"$f":"N39","v":0},null,{"$f":"P39","v":0},null,{"$f":"R39","v":0}]
[null,null,null,{"$f":"N40","v":0},null,{"$f":"P40","v":0},null,{"$f":"R40","v":0}]
[]
[]
[]
[]
[null,null,null,{"$f":"N45","v":"注:"},null,null,null,null,null,null,null,null,null,{"$f":"INDEX(Language!$F$2:$G$70,22,Language!$E$1)","v":"注:"}]
[]
[null,null,null,null,null,null,null,null,null,null,null,null,null,{"$f":"IF(ISERR(HLOOKUP(U60,AJ59:AQ87,V58)),\"DX3系列没有符合您需求的阀，请选择其他系列，谢谢！                                                                   DX3 series can not meet your demand, please choose other series, thanks!\",\"\")","v":"DX3系列没有符合您需求的阀，请选择其他系列，谢谢！                                                                   DX3 series can not meet your demand, please choose other series, thanks!"}]
[]
[]
[]
[]
[]
[]
[{"$f":"INDEX(Language!$F$2:$G$70,45,Language!$E$1)","v":"螺口型或内平衡型请见"},null,null,null,null,null,null,null,null,null,{"$f":"INDEX(Language!$F$2:$G$70,45,Language!$E$1)","v":"螺口型或内平衡型请见"}]
[{"$f":"INDEX(Language!$F$2:$G$70,50,Language!$E$1)","v":"ALCO CONTROLS is not to be held responsible for erroneous data regarding capacities, dimensions, applications, etc. stated herein. Products, specifications and data in this data are subject to change without notice. The information given herein is based on technical data and tests which ALCO CONTROLS believes to be reliable and which are in compliance with technical knowledge of today. It is intended only for use by persons having the appropriate technical knowledge and skills, at their own discretion and risk. Since conditions of use are outside of ALCO'S control we can not assume any liability for results obtained or damages occurred due to improper application."},null,null,null,null,null,null,null,null,null,{"$f":"INDEX(Language!$F$2:$G$70,50,Language!$E$1)","v":"ALCO CONTROLS is not to be held responsible for erroneous data regarding capacities, dimensions, applications, etc. stated herein. Products, specifications and data in this data are subject to change without notice. The information given herein is based on technical data and tests which ALCO CONTROLS believes to be reliable and which are in compliance with technical knowledge of today. It is intended only for use by persons having the appropriate technical knowledge and skills, at their own discretion and risk. Since conditions of use are outside of ALCO'S control we can not assume any liability for results obtained or damages occurred due to improper application."}]
[]
[]
["-",null,null,{"$f":"IF(I100=0,\"\",J100)","v":{"$error":"#N/A"}},null,null,{"$f":"I58+21","v":{"$error":"#N/A"}},null,{"$f":"MATCH($P$20,J37:J45,-1)","v":{"$error":"#N/A"}},{"$f":"MATCH($P$20,J17:J34,-1)","v":{"$error":"#N/A"}},"-",null,null,{"$f":"IF(S100=0,\"\",T100)","v":""},null,null,{"$f":"S58+21","v":{"$error":"#N/A"}},null,{"$f":"MATCH($P$20,T37:T45,-1)","v":{"$error":"#N/A"}},{"$f":"MATCH($P$20,V17:V24,-1)","v":{"$error":"#N/A"}},null,{"$f":"T58+2","v":{"$error":"#N/A"}}]
[null,null,null,null,{"$f":"HLOOKUP(K60,Z59:AH87,J58)","v":{"$error":"#N/A"}},{"$f":"INDEX(J17:J34,J58,1)","v":{"$error":"#N/A"}},null,null,null,null,null,null,null,null,{"$f":"HLOOKUP(U60,AJ59:AQ87,T58)","v":{"$error":"#REF!"}},{"$f":"INDEX(T17:T34,T58,1)","v":{"$error":"#N/A"}},null,null,null,null,4,null,2,3,4,5,6,7,8,9,10,null,"Power",null,null,2,3,4,5,6,7,8,9]
[2,null,null,null,null,null,null,null,{"$f":"HLOOKUP(K$60,M$59:U$87,A60)","v":{"$error":"#N/A"}},null,2,null,null,null,null,null,null,null,{"$f":"HLOOKUP(U$60,W$59:AE$87,K60)","v":"R404A"},null,{"$f":"INDEX(W59:AE59,U59)","v":5},null,"R410A","R134a","R22","R404A","R507","R407F","R32","R407C","R744",null,"Assembly",null,null,"R 410A","R 134a","R 22","R 404A","R 507","R 407F","R32","R407C"]
[3,null,null,null,null,null,null,null,{"$f":"HLOOKUP(K$60,K$59:U$87,A61)","v":{"$error":"#N/A"}},"Qmax oder Qn",3,null,null,null,null,null,null,null,{"$f":"HLOOKUP(U$60,U$59:AE$87,K61)","v":"-"},"Qmax oder Qn","DX3-025","098306",103.51363429015076,68.648651448598741,87.924999999999997,"-","-","-",152.47066633384568,93.516507501536054,"-",null,"XC726","2B",null,"DX3-025","DX3-025","DX3-025",null,null,null,"DX3-025","DX3-025"]
[4,null,null,null,null,null,null,null,{"$error":"#N/A"},null,4,null,null,null,null,null,null,null,"-",null,"DX3-020","098305",82.810907432120601,54.918921158878995,70.34,"-","-","-",121.97653306707655,74.813206001228849,"-",null,"XC726","2B",null,"DX3-020","DX3-020","DX3-020",null,null,null,"DX3-020","DX3-020"]
[5,null,null,null,null,null,null,null,{"$error":"#N/A"},null,5,null,null,null,null,null,null,null,"-",null,"DX3-015","098304",62.108180574090468,41.189190869159255,52.755000000000003,"-","-","-",91.482399800307434,56.109904500921644,"-",null,"XC726","2B",null,"DX3-015","DX3-015","DX3-015",null,null,null,"DX3-015","DX3-015"]
[6,null,null,null,null,null,null,null,{"$error":"#N/A"},null,6,null,null,null,null,null,null,null,"-",null,"DX3-012","098303",49.686544459272362,32.951352695327394,42.204000000000001,"-","-","-",73.18591984024593,44.887923600737309,"-",null,"XC726","2B",null,"DX3-012","DX3-012","DX3-012",null,null,null,"DX3-012","DX3-012"]
[7,null,null,null,null,null,null,null,{"$error":"#N/A"},null,7,null,null,null,null,null,null,null,"-",null,"DX3-010","098302",41.4054537160603,27.459460579439497,35.17,"-","-","-",60.988266533538273,37.406603000614425,"-",null,"XC726","2B",null,"DX3-010","DX3-010","DX3-010",null,null,null,"DX3-010","DX3-010"]
[8,null,null,null,null,null,null,null,{"$error":"#N/A"},null,8,null,null,null,null,null,null,null,"-",null,"DX3-008","098301",33.124362972848246,21.967568463551601,28.135999999999999,"-","-","-",48.790613226830629,29.925282400491543,"-",null,"XC726","2B",null,"DX3-008","DX3-008","DX3-008",null,null,null,"DX3-008","DX3-008"]
[9,null,null,null,null,null,null,null,{"$error":"#N/A"},null,9,null,null,null,null,null,null,null,"-",null,"DX3-075S",null,{"$f":"W66*7.5/8","v":31.054090287045231},{"$f":"X66*7.5/8","v":20.594595434579624},26.377499999999998,"-","-","-",{"$f":"AC66*7.5/8","v":45.741199900153717},28.054952250460822,"-",null,"XC726","2B",null,"DX3-075S","DX3-075S","DX3-075S",null,null,null,"DX3-075S","DX3-075S"]
[10,null,null,null,null,null,null,null,{"$error":"#N/A"},null,10,null,null,null,null,null,null,null,0,null,"DX3-006",null,{"$f":"W67*6/7.5","v":24.843272229636185},{"$f":"X67*6/7.5","v":16.4756763476637},21.101999999999997,null,null,null,null,null,null,null,"XB1019","1B",null,"DX3-006","DX3-006","DX3-006",null,null,null,"DX3-006","DX3-006"]
[11,null,null,null,null,null,null,null,{"$error":"#N/A"},null,11,null,null,null,null,null,null,null,"-",null,"-","-","-","-","-","-","-","-","-","-","-","-","-","-","-","-","-","-","-","-","-"]
[12,null,null,null,null,null,null,null,{"$error":"#N/A"},null,12,null,null,null,null,null,null,null,0]
[13,null,null,null,null,null,null,null,{"$error":"#N/A"},null,13,null,null,null,null,null,null,null,0]
[14,null,null,null,null,null,null,null,{"$error":"#N/A"},null,14,null,null,null,null,null,null,null,0]
[15,null,null,null,null,null,null,null,{"$error":"#N/A"},null,15,null,null,null,null,null,null,null,0]
[16,null,null,null,null,null,null,null,{"$error":"#N/A"},null,16,null,null,null,null,null,null,null,0]
[17,null,null,null,null,null,null,null,{"$error":"#N/A"},null,17,null,null,null,null,null,null,null,0]
[18,null,null,null,null,null,null,null,{"$error":"#N/A"},null,18,null,null,null,null,null,null,null,0]
[19,null,null,null,null,null,null,null,{"$error":"#N/A"},null,19,null,null,null,null,null,null,null,0]
[20,null,null,null,null,null,null,null,{"$error":"#N/A"},null,20,null,null,null,null,null,null,null,0]
[21,null,null,null,null,null,null,null,null,null,21]
[22,null,null,null,null,null,null,null,{"$f":"HLOOKUP(K$60,K$59:U$87,A80)","v":{"$error":"#N/A"}},"Qmax oder Qn",22]
[23,null,null,null,null,null,null,null,{"$error":"#N/A"},null,23]
[24,null,null,null,null,null,null,null,{"$error":"#N/A"},null,24]
[25,null,null,null,null,null,null,null,{"$error":"#N/A"},null,25]
[26,null,null,null,null,null,null,null,{"$error":"#N/A"},null,26]
[27,null,null,null,null,null,null,null,{"$error":"#N/A"},null,27]
[28,null,null,null,null,null,null,null,{"$error":"#N/A"},null,28]
[29,null,null,null,null,null,null,null,{"$error":"#N/A"},null,29]
[30,null,null,null,null,null,{"$f":"IF(OR(LEFT($N$27,4)=\"TCLE\",LEFT($N$27,4)=\"TJRE\"),CONCATENATE($S$93,$S88,\"-1B\"),CONCATENATE($R$93,$S88,\"-2B\"))","v":"-2B"},null,{"$f":"HLOOKUP(K$60,K$59:U$106,A88)","v":{"$error":"#N/A"}},null,30]
[31,null,null,null,null,null,{"$f":"IF(OR(LEFT($N$27,4)=\"TCLE\",LEFT($N$27,4)=\"TJRE\"),CONCATENATE($S$93,$S89,\"-1B\"),CONCATENATE($R$93,$S89,\"-2B\"))","v":"-2B"},{"$f":"HLOOKUP($U$60,$AJ$59:$AQ$106,$K89)","v":0},{"$f":"HLOOKUP(K$60,K$59:U$106,A89)","v":{"$error":"#N/A"}},"MOP",31]
[32,null,null,null,null,null,{"$f":"IF(OR(LEFT($N$27,4)=\"TCLE\",LEFT($N$27,4)=\"TJRE\"),CONCATENATE($S$93,$S90,\"-1B\"),CONCATENATE($R$93,$S90,\"-2B\"))","v":"-2B"},{"$f":"HLOOKUP($U$60,$AJ$59:$AQ$106,$K90)","v":0},{"$f":"HLOOKUP(K$60,K$59:U$106,A90)","v":{"$error":"#N/A"}},"T",32]
[33,null,null,null,null,null,{"$f":"IF(OR(LEFT($N$27,4)=\"TCLE\",LEFT($N$27,4)=\"TJRE\"),CONCATENATE($S$93,$S91,\"-1B\"),CONCATENATE($R$93,$S91,\"-2B\"))","v":"-2B"},{"$f":"HLOOKUP($U$60,$AJ$59:$AQ$106,$K91)","v":0},{"$f":"HLOOKUP(K$60,K$59:U$106,A91)","v":{"$error":"#N/A"}},null,33]
[34,null,null,null,null,null,null,null,null,null,34]
[35,null,null,null,null,null,null,"XC 726","XB 1019 ",null,35]
[36,null,null,null,null,null,null,{"$f":"HLOOKUP($U$60,$AJ$59:$AQ$106,$K94)","v":0},{"$f":"HLOOKUP(K$60,K$59:U$106,A94)","v":{"$error":"#N/A"}},"Best.",36]
[37,null,null,null,null,null,null,{"$f":"HLOOKUP($U$60,$AJ$59:$AQ$106,$K95)","v":0},{"$f":"HLOOKUP(K$60,K$59:U$106,A95)","v":{"$error":"#N/A"}},"Nr.",37]
[38,null,null,null,null,null,null,{"$f":"HLOOKUP($U$60,$AJ$59:$AQ$106,$K96)","v":0},{"$f":"HLOOKUP(K$60,K$59:U$106,A96)","v":{"$error":"#N/A"}},null,38]
[39,null,null,null,null,null,null,{"$f":"HLOOKUP($U$60,$AJ$59:$AQ$106,$K97)","v":0},{"$f":"HLOOKUP(K$60,K$59:U$106,A97)","v":{"$error":"#N/A"}},null,39]
[40,null,null,null,null,null,null,null,null,null,40]
[41,null,null,null,null,null,null,null,null,null,41]
[42,null,null,null,null,null,null,{"$f":"HLOOKUP($U$60,$AJ$59:$AQ$106,$K100)","v":0},{"$f":"HLOOKUP(K$60,K$59:U$106,A100)","v":{"$error":"#N/A"}},"MOP",42]
[43,null,null,null,null,null,null,{"$f":"HLOOKUP($U$60,$AJ$59:$AQ$106,$K101)","v":0},{"$f":"HLOOKUP(K$60,K$59:U$106,A101)","v":{"$error":"#N/A"}},"TI",43]
[44,null,null,null,null,null,null,{"$f":"HLOOKUP($U$60,$AJ$59:$AQ$106,$K102)","v":0},{"$f":"HLOOKUP(K$60,K$59:U$106,A102)","v":{"$error":"#N/A"}},null,44]
[45,null,null,null,null,null,null,null,null,null,45]
[46,null,null,null,null,null,null,null,null,"Metrisch",46]
[47,null,null,null,null,null,null,null,{"$f":"HLOOKUP(K$60,K$59:U$115,A105)","v":{"$error":"#N/A"}},"Best",47]
[48,null,null,null,null,null,null,null,{"$f":"HLOOKUP(K$60,K$59:U$115,A106)","v":{"$error":"#N/A"}},"Nr",48]
[49,null,null,null,null,null,null,null,{"$f":"HLOOKUP(K$60,K$59:U$115,A107)","v":{"$error":"#N/A"}},"TI",49]
[50,null,null,null,null,null,null,null,{"$f":"HLOOKUP(K$60,K$59:U$115,A108)","v":{"$error":"#N/A"}},null,50]
[51,null,null,null,null,null,null,null,null,null,51]
[52,null,null,null,null,null,null,null,null,"Zöllig",52]
[53,null,null,null,null,null,null,null,{"$f":"HLOOKUP(K$60,K$59:U$115,A111)","v":{"$error":"#N/A"}},"Best",53]
[54,null,null,null,null,null,null,null,{"$f":"HLOOKUP(K$60,K$59:U$115,A112)","v":{"$error":"#N/A"}},"Nr",54]
[55,null,null,null,null,null,null,null,{"$f":"HLOOKUP(K$60,K$59:U$115,A113)","v":{"$error":"#N/A"}},"TI",55]
[56,null,null,null,null,null,null,null,{"$f":"HLOOKUP(K$60,K$59:U$115,A114)","v":{"$error":"#N/A"}},null,56]
[57,null,null,null,null,null,null,null,null,null,57]
[]
[1,null,null,null,null,null,null,null,null,null,1,null,null,null,null,null,null,null,null,null,null,null,2,3,4,5,6,7,8,9,10]
[2,null,null,null,null,null,null,null,{"$f":"HLOOKUP(K$60,L$117:T$121,A118)","v":{"$error":"#N/A"}},null,2,null,null,null,null,null,null,null,{"$f":"HLOOKUP(U$60,W$117:AE$121,K118)","v":"R404A"},null,"Temperatur",null,"R410A","R134a","R22","R404A","R507","R407F","R32","R407C","R744",null,null,null,"Temperatur","R 410A","R 134a","R 22","R 404A","R 507","R 407F","R23","R124"]
[3,null,null,null,null,null,null,null,{"$f":"HLOOKUP(K$60,L$117:T$121,A119)+$P$16","v":{"$error":"#N/A"}},"Eintrittspkt Korr Tabelle Flüssig.Temp:",3,null,null,null,null,null,null,null,{"$f":"HLOOKUP(U$60,W$117:AE$121,K119)+$P$16","v":477},"Eintrittspkt Korr Tabelle Flüssig.Temp:",null,null,640,120,260,440,760,520,930,1010,870]
[]
[5,null,null,null,null,null,null,null,{"$f":"HLOOKUP(K$60,L$117:T$121,A121)","v":{"$error":"#N/A"}},"Korr.Faktor",5,null,null,null,null,null,null,null,{"$f":"HLOOKUP(U$60,W$117:AE$121,K121)","v":10.6251},"Korr.Faktor",null,null,13.995995962899823,6.2519252813530386,8.9416615696313695,10.6251,10.731712063819753,12.317500000000001,14.3758620689655,11.365517241379299,16.470267043846682]
[]
[]
[]
[]
[]
[]
[]
[]
[]
[]
[]
[]
[]
[]
[]
[]
[]
[]
[]
[]
[]
[]
[]
[]
[]
[]
[]
[]
[]
[]
[]
[]
[]
[]
[]
[]
[]
[]
[]
[]
[]
[]
[]
[]
[]
[]
[]
[]
[]
[]
[]
[]
[]
[]
[]
[]
[]
[]
[]
[]
[]
[]
[]
[]
[]
[]
[]
[]
[]
[]
[]
[]
[]
[]
[]
[]
[]
[]
[]
[]
[]
[]
[]
[]
[]
[]
[]
[]
[]
[]
[]
[]
[]
[]
[]
[]
[]
[]
[]
[]
[]
[]
[]
[]
[]
[]
[]
[]
[]
[]
[]
[]
[]
[]
[]
[]
[]
[]
[]
[]
[]
[]
[]
[]
[]
[]
[]
[]
[]
[]
[]
[]
[]
[]
[]
[]
[]
[]
[]
[]
[]
[]
[]
[]
[]
[]
[]
[]
[]
[]
[]
[]
[]
[]
[]
[]
[]
[]
[]
[]
[]
[]
[]
[]
[]
[]
[]
[]
[]
[]
[]
[]
[]
[]
[]
[]
[]
[]
[]
[]
[]
[]
[]
[]
[]
[]
[]
[]
[]
[]
[]
[]
[]
[]
[]
[]
[]
[]
[]
[]
[]
[]
[]
[]
[null,null,null,null,null,null,null,null,null,null,null,null,null,null,null,null,null,null,null,null,null,null,null,null,"Valves Type",{"$f":"(IF(O27=\"EX5\",10,IF(O27=\"EX6\",11,IF(O27=\"EX7\",12,IF(O27=\"EX8\",13,#N/A)))))","v":{"$error":"#N/A"}}]
[null,null,null,null,null,null,null,null,null,null,null,null,null,null,null,null,null,null,null,null,{"$f":"T16","v":"R404A"},null,{"$f":"U4","v":0},{"$f":"W4","v":0},{"$f":"X4","v":0},{"$f":"Y4","v":0},{"$f":"Z4","v":0},{"$f":"AA4","v":0},"R507",{"$f":"AC4","v":0}]
[null,null,null,null,null,null,null,null,null,1,null,null,null,null,null,null,null,null,null,1,2,null,3,4,5,6,7,8,9,10]
[null,null,null,null,null,null,null,null,null,10,null,null,null,null,null,null,null,null,null,10,{"$f":"T21","v":"-"},null,{"$f":"U8","v":0},{"$f":"W8","v":0},{"$f":"X8","v":0},{"$f":"Y8","v":0},{"$f":"Z8","v":0},{"$f":"AA8","v":0},{"$f":"$AB$8","v":0},{"$f":"AC8","v":0}]
[null,null,null,null,null,null,null,null,null,11,null,null,null,null,null,null,null,null,null,11,{"$f":"T20","v":"-"},null,{"$f":"U7","v":0},{"$f":"W7","v":0},{"$f":"X7","v":0},{"$f":"Y7","v":0},{"$f":"Z7","v":0},{"$f":"AA7","v":0},{"$f":"$AB$7","v":0},{"$f":"AC7","v":0.99}]
[null,null,null,null,null,null,null,null,null,12,null,null,null,null,null,null,null,null,null,12,{"$f":"T19","v":"-"},null,{"$f":"U6","v":0},{"$f":"W6","v":0},{"$f":"X6","v":0},{"$f":"Y6","v":0},{"$f":"Z6","v":0},{"$f":"AA6","v":0},{"$f":"$AB$6","v":0},{"$f":"AC6","v":0}]
[null,null,null,null,null,null,null,null,null,13,null,null,null,null,null,null,null,null,null,13,{"$f":"T18","v":"-"},null,{"$f":"U5","v":0},{"$f":"W5","v":0},{"$f":"X5","v":0},{"$f":"Y5","v":0},{"$f":"Z5","v":0},{"$f":"AA5","v":0},{"$f":"$AB$5","v":0},{"$f":"AC5","v":0}]
[]
[]
[null,null,null,null,null,null,null,null,null,"EX1",null,null,null,null,null,null,null,null,null,"EX1"]
[null,null,null,null,null,null,null,null,null,null,null,null,null,null,null,null,null,null,null,null,null,null,null,null,"Refrigerant",{"$f":"(IF(M6=\"R124\",2,IF(M6=\"R134a\",3,IF(M6=\"R22\",4,IF(M6=\"R23\",5,IF(M6=\"R404A\",6,IF(M6=\"R407C\",7,IF(M6=\"R410A\",8,IF(M6=\"R744\",10,\"9\")))))))))","v":6}]
[null,null,null,null,null,null,null,null,null,null,null,null,null,null,null,null,null,null,null,null,null,null,null,null,"Valves Type",{"$f":"(IF(O39=\"EX1-A\",10,IF(O39=\"EX1-C\",11,IF(O39=\"EX1-E\",12,IF(O39=\"EX1-G\",13,IF(O39=\"EX1-I\",14,#N/A))))))","v":{"$error":"#N/A"}}]
[null,null,null,null,null,null,null,null,null,null,null,null,null,null,null,null,null,null,null,null,"R124",null,"R134a","R22","R23","R404A","R407C","R410A","R507","R744"]
[null,null,null,null,null,null,null,null,null,1,null,null,null,null,null,null,null,null,null,1,2,null,3,4,5,6,7,8,9,10]
[null,null,null,null,null,null,null,null,null,10,null,null,null,null,null,null,null,null,null,10,{"$f":"T29","v":0},null,{"$f":"U16","v":0},{"$f":"W16","v":0},{"$f":"X16","v":0},{"$f":"Y16","v":0},{"$f":"Z16","v":0},{"$f":"AA16","v":0},{"$f":"$AB$16","v":0},{"$f":"AC16","v":0}]
[null,null,null,null,null,null,null,null,null,11,null,null,null,null,null,null,null,null,null,11,{"$f":"T28","v":0},null,{"$f":"U15","v":0},{"$f":"W15","v":0},{"$f":"X15","v":0},{"$f":"Y15","v":0},{"$f":"Z15","v":0},{"$f":"AA15","v":0},{"$f":"$AB$15","v":0},{"$f":"AC15","v":0}]
[null,null,null,null,null,null,null,null,null,12,null,null,null,null,null,null,null,null,null,12,{"$f":"T27","v":0},null,{"$f":"U14","v":0},{"$f":"W14","v":0},{"$f":"X14","v":0},{"$f":"Y14","v":0},{"$f":"Z14","v":0},{"$f":"AA14","v":0},{"$f":"$AB$14","v":0},{"$f":"AC14","v":0}]
[null,null,null,null,null,null,null,null,null,13,null,null,null,null,null,null,null,null,null,13,{"$f":"T26","v":0},null,{"$f":"U13","v":0},{"$f":"W13","v":0},{"$f":"X13","v":0},{"$f":"Y13","v":0},{"$f":"Z13","v":0},{"$f":"AA13","v":0},{"$f":"$AB$13","v":0},{"$f":"AC13","v":0}]
[null,null,null,null,null,null,null,null,null,14,null,null,null,null,null,null,null,null,null,14,{"$f":"T25","v":0},null,{"$f":"U12","v":0},{"$f":"W12","v":0},{"$f":"X12","v":0},{"$f":"Y12","v":0},{"$f":"Z12","v":0},{"$f":"AA12","v":0},{"$f":"$AB$12","v":0},{"$f":"AC12","v":0}]
[]
[]
[null,null,null,null,null,null,null,null,null,"EX2",null,null,null,null,null,null,null,null,null,"EX2"]
[null,null,null,null,null,null,null,null,null,null,null,null,null,null,null,null,null,null,null,null,null,null,null,null,"Refrigerant",{"$f":"(IF(M6=\"R124\",2,IF(M6=\"R134a\",3,IF(M6=\"R22\",4,IF(M6=\"R23\",5,IF(M6=\"R404A\",6,IF(M6=\"R407C\",7,IF(M6=\"R410A\",8,IF(M6=\"R744\",10,\"9\")))))))))","v":6}]
[null,null,null,null,null,null,null,null,null,null,null,null,null,null,null,null,null,null,null,null,null,null,null,null,"Valves Type",{"$f":"IF(O37=\"EXO-00X\",10,IF(O37=\"EXO-000\",11,IF(O37=\"EXO-001\",12,IF(O37=\"EXO-002\",13,IF(O37=\"EXO-003\",14,IF(O37=\"EXO-004\",15,IF(O37=\"EX2\",16,#N/A)))))))","v":{"$error":"#N/A"}}]
[null,null,null,null,null,null,null,null,null,null,null,null,null,null,null,null,null,null,null,null,"R124",null,"R134a","R22","R23","R404A","R407C","R410A","R507","R744"]
[null,null,null,null,null,null,null,null,null,1,null,null,null,null,null,null,null,null,null,1,2,null,3,4,5,6,7,8,9,10]
[null,null,null,null,null,null,null,null,null,10,null,null,null,null,null,null,null,null,null,10,{"$f":"T41","v":0},null,{"$f":"U40","v":0},{"$f":"W40","v":0},{"$f":"X40","v":0},{"$f":"Y40","v":0},{"$f":"Z40","v":0},{"$f":"AA40","v":0},{"$f":"$AB$40","v":0},{"$f":"AC40","v":0}]
[null,null,null,null,null,null,null,null,null,11,null,null,null,null,null,null,null,null,null,11,{"$f":"T40","v":0},null,{"$f":"U39","v":0},{"$f":"W39","v":0},{"$f":"X39","v":0},{"$f":"Y39","v":0},{"$f":"Z39","v":0},{"$f":"AA39","v":0},{"$f":"$AB$39","v":0},{"$f":"AC39","v":0}]
[null,null,null,null,null,null,null,null,null,12,null,null,null,null,null,null,null,null,null,12,{"$f":"T39","v":0},null,{"$f":"U38","v":0},{"$f":"W38","v":"="},{"$f":"X38","v":0},{"$f":"Y38","v":0},{"$f":"Z38","v":0},{"$f":"AA38","v":0},{"$f":"$AB$38","v":0},{"$f":"AC38","v":0}]
[null,null,null,null,null,null,null,null,null,13,null,null,null,null,null,null,null,null,null,13,{"$f":"T38","v":0},null,{"$f":"U24","v":0},{"$f":"W24","v":0},{"$f":"X24","v":0},{"$f":"Y24","v":0},{"$f":"Z24","v":0},{"$f":"AA24","v":0},{"$f":"$AB$24","v":0},{"$f":"AC24","v":0}]
[null,null,null,null,null,null,null,null,null,14,null,null,null,null,null,null,null,null,null,14,{"$f":"T37","v":0},null,{"$f":"U23","v":0},{"$f":"W23","v":0},{"$f":"X23","v":0},{"$f":"Y23","v":0},{"$f":"Z23","v":0},{"$f":"AA23","v":0},{"$f":"$AB$23","v":2},{"$f":"AC23","v":"Chinese"}]
[null,null,null,null,null,null,null,null,null,15,null,null,null,null,null,null,null,null,null,15,{"$f":"T36","v":0},null,{"$f":"U22","v":0},{"$f":"W22","v":0},{"$f":"X22","v":0},{"$f":"Y22","v":0},{"$f":"Z22","v":0},{"$f":"AA22","v":0},{"$f":"$AB$22","v":1},{"$f":"AC22","v":"English"}]
[null,null,null,null,null,null,null,null,null,16,null,null,null,null,null,null,null,null,null,16,{"$f":"T34","v":0},null,{"$f":"U21","v":0},{"$f":"W21","v":0},{"$f":"X21","v":0},{"$f":"Y21","v":0},{"$f":"Z21","v":0},{"$f":"AA21","v":0},{"$f":"$AB$21","v":0},{"$f":"AC21","v":0}]

{"sheet":"RX1S","index":4,"n_rows":358,"n_cols":67,"rows_kept":358,"cut":false,"hidden":false,"merged":[[30,55,30,57],[13,0,13,2],[13,7,14,9],[19,0,19,3],[19,10,19,13],[15,10,15,13],[13,10,13,12],[16,7,23,7],[13,30,13,38],[30,7,30,8],[79,19,86,19],[60,9,77,9],[21,0,21,4],[22,0,23,6],[7,10,7,13],[10,0,10,3],[34,17,34,18],[79,9,86,9],[39,7,39,8],[32,0,34,1],[30,0,30,1],[36,0,36,1],[46,13,49,19],[38,0,39,2],[36,7,36,8],[38,7,38,8],[121,34,121,42],[16,17,23,17],[17,10,17,13],[54,0,56,9],[39,17,39,18],[32,10,34,11],[30,10,30,11],[36,10,36,11],[54,10,56,19],[60,19,77,19],[21,10,21,14],[22,10,23,16],[34,7,34,8],[30,17,30,18],[32,17,32,18],[33,17,33,18],[32,7,32,8],[33,7,33,8],[38,10,39,12],[0,10,0,19],[1,0,1,19],[5,0,5,1],[7,0,7,3],[15,0,15,3],[17,0,17,3],[38,17,38,18],[36,17,36,18],[10,58,10,59],[17,56,17,58],[29,50,29,51],[18,30,18,38],[8,30,8,38],[7,55,7,56],[25,7,25,8],[17,51,17,52],[26,17,28,18],[2,3,2,4],[10,10,10,13],[13,17,14,19],[5,10,5,11]]}
[{"$f":"INDEX(Language!$F$2:$G$70,2,Language!$E$1)","v":"使用方法: 选择冷媒, 并在黄色部分填入你所要求的工况"},null,null,null,null,null,null,null,null,null,{"$f":"INDEX(Language!$F$2:$G$41,2,Language!$E$1)","v":"使用方法: 选择冷媒, 并在黄色部分填入你所要求的工况"}]
[{"$f":"INDEX(Language!$F$2:$G$70,3,Language!$E$1)","v":"错误信息: Po或Pc如显示N/A, 表示已超出冷媒的正常工况."}]
[null,null,null,{"$f":"INDEX(Language!$F$2:$G$70,4,Language!$E$1)","v":"项目:"}]
[null,null,null,null,null,null,null,null,null,null,null,null,null,null,null,null,null,null,null,null,null,null,null,null,null,null,null,null,null,null,"DP","Kt","Zeile in","KDP",null,null,null,null,3,{"$f":"INDEX(AN5:AN13,U59)","v":7},null,null,null,null,null,null,null,null,null,null,null,null,null,null,null,null,null,null,null,null,null,null,null,null,null,null,0.70982028593259028]
[null,null,null,null,null,null,null,null,null,null,null,null,null,null,null,null,null,null,null,null,null,null,null,null,null,null,null,null,null,null,{"$f":"P12-(P9+P22)","v":28.07461},"bar","Korr.Tab",{"$f":"SQRT(S121/AE5)","v":0.66237574272441968},null,null,null,null,null,2,"R410A",null,null,null,null,null,null,null,null,null,null,null,null,null,null,null,null,null,null,null,null,null,null,null,null,null,1.5048190061770914]
[{"$f":"INDEX(Language!$F$2:$G$70,5,Language!$E$1)","v":"冷媒:"},null,{"$f":"M6","v":"R407F"},null,null,null,null,null,null,null,{"$f":"INDEX(Language!$F$2:$G$41,5,Language!$E$1)","v":"冷媒:"},null,{"$f":"HLOOKUP(U60,W59:AI60,2)","v":"R407F"},null,null,null,null,null,null,null,null,null,null,null,null,null,null,null,null,null,null,{"$f":"HLOOKUP(P8,Kt!$C$3:'Kt'!$ED$1393,$AG$6,)","v":1.8184325224813807},{"$f":"MATCH(AH6,Kt!$C$3:'Kt'!$C$1393,0)","v":497},{"$f":"ROUND(VLOOKUP(C6,AO19:AP31,2)+P16,0)","v":580},null,null,null,null,null,3,"R134a",null,null,null,null,null,null,null,null,null,null,null,null,null,null,null,null,null,null,null,null,null,null,null,null,null,2.4417817836081106]
[null,null,null,null,null,null,null,null,null,null,null,null,null,null,null,null,null,null,null,null,null,null,null,null,null,null,null,null,{"$f":"(100-P14)/100","v":1},null,"Kü",1,null,null,null,null,null,null,null,4,"R22",null,null,null,null,null,null,null,null,null,null,null,null,null,null,null,null,null,null,null,null,null,null,null,null,null,3.9466007897852013]
[{"$f":"INDEX(Language!$F$2:$G$70,6,Language!$E$1)","v":"蒸发温度"},null,null,null,"To:",10,{"$f":"INDEX(Language!$B$5:$D$15,2,Language!$B$2)","v":"°C"},null,null,null,{"$f":"INDEX(Language!$F$2:$G$41,6,Language!$E$1)","v":"蒸发温度"},null,null,null,"To:",-45,"°C",null,null,null,null,null,null,null,null,null,null,null,null,null,null,null,null,null,null,null,null,null,null,5,"R404A",null,null,null,null,null,null,null,null,null,null,null,null,null,null,null,null,null,null,null,null,null,null,null,null,null,6.3883825733933124]
[null,null,null,null,"Po=",{"$f":"(P9)*INDEX(Language!$B$5:$D$15,9,Language!$B$2)","v":0.77139000000000002},{"$f":"INDEX(Language!$B$5:$D$15,10,Language!$B$2)","v":"bara"},null,null,null,null,null,null,null,"Po=",{"$f":"(VLOOKUP(P8,DampfDruck!$U$4:$AH$404,$U$60,))/100000","v":0.77139000000000002},"bara",null,null,null,null,null,null,null,null,null,null,null,null,null,null,null,null,null,null,null,null,null,null,6,"R507",null,null,null,null,null,null,null,null,null,null,null,null,null,null,null,null,null,null,null,null,null,null,null,null,null,8.0919512596315304]
[null,null,null,null,null,{"$f":"IF(C6=\"R407C\",INDEX(Language!$F$2:$G$70,60,Language!$E$1),\"\")","v":""},null,null,null,null,null,null,null,null,null,{"$f":"IF(M6=\"R407C\",INDEX(Language!$F$2:$G$70,60,Language!$E$1),\"\")","v":""},null,null,null,null,null,null,null,null,null,null,null,null,null,null,"R124","R134a","R22","R23","R404A","R407C","R410A","R507","R744",7,"R407F",null,null,null,null,null,null,null,null,null,null,null,null,null,null,null,null,null,null,null,null,null,null,null,null,null,9.0005212256252438]
[{"$f":"INDEX(Language!$F$2:$G$70,7,Language!$E$1)","v":"冷凝温度"},null,null,null,"Tc:",30,{"$f":"INDEX(Language!$B$5:$D$15,2,Language!$B$2)","v":"°C"},null,null,null,{"$f":"INDEX(Language!$F$2:$G$41,7,Language!$E$1)","v":"冷凝温度"},null,null,null,"Tc:",60,"°C",null,null,null,null,null,null,null,null,null,null,null,null,null,{"$f":"IF($M$6=AE10,(MATCH($P$20,T18:T21,-1)),FALSE)","v":false},{"$f":"IF($M$6=AF10,(MATCH($P$20,U5:U8,-1)),FALSE)","v":false},{"$f":"IF($M$6=AG10,(MATCH($P$20,W5:W8,-1)),FALSE)","v":false},false,false,false,false,false,false,8,"R23",null,null,null,null,null,null,null,null,null,null,null,null,null,null,null,null,null,null,null,null,null,null,null,null,null,11.527481443545264]
[null,null,null,null,"Pc=",{"$f":"(P12)*INDEX(Language!$B$5:$D$15,9,Language!$B$2)","v":30.346},{"$f":"INDEX(Language!$B$5:$D$15,10,Language!$B$2)","v":"bara"},null,null,null,null,null,null,null,"Pc=",{"$f":"(VLOOKUP(P11,DampfDruck!$F$4:$S$404,$U$60,))/100000","v":30.346},"bara",null,null,null,null,null,null,null,null,null,null,null,null,null,{"$f":"IF(AE11=1,\"EX8\",IF(AE11=2,\"EX7\",IF(AE11=3,\"EX6\",IF(AE11=4,\"EX5\",#N/A))))","v":{"$error":"#N/A"}},{"$error":"#N/A"},{"$error":"#N/A"},{"$error":"#N/A"},{"$error":"#N/A"},{"$error":"#N/A"},{"$error":"#N/A"},{"$error":"#N/A"},{"$f":"IF(AM11=1,\"EX8\",IF(AM11=2,\"EX7\",IF(AM11=3,\"EX6\",IF(AM11=4,\"EX5\",#N/A))))","v":{"$error":"#N/A"}},9,"R124"]
[null,null,null,null,null,{"$f":"IF(C6=\"R407C\",INDEX(Language!$F$2:$G$70,61,Language!$E$1),\"\")","v":""},null,null,null,null,null,null,null,null,null,{"$f":"IF(M6=\"R407C\",INDEX(Language!$F$2:$G$70,61,Language!$E$1),\"\")","v":""},null,null,null,null,null,null,null,null,null,null,null,null,null,null,null,null,null,null,null,null,null,null,null,10,"R744"]
[{"$f":"INDEX(Language!$F$2:$G$70,8,Language!$E$1)","v":"过冷度"},null,null,null,"DTsub:",20,{"$f":"INDEX(Language!$B$5:$D$15,3,Language!$B$2)","v":"K"},{"$f":"INDEX(Language!$F$2:$G$70,23,Language!$E$1)","v":"指定工况下阀的最大容量   (kW)"},null,null,{"$f":"INDEX(Language!$F$2:$G$41,8,Language!$E$1)","v":"过冷度"},null,null,null,"DTsub:",0,"K",{"$f":"INDEX(Language!$F$2:$G$41,23,Language!$E$1)","v":"指定工况下阀的最大容量   (kW)"},null,null,null,null,null,null,null,null,null,null,null,null,null,null,null,null,null,null,null,null,null,11,"R448A"]
[null,null,null,null,null,null,null,null,null,null,null,null,null,null,null,null,null,null,null,null,null,null,null,null,null,null,null,null,null,null,"R1","R134a","R22","R231","R404A","R407C","R410A","R507","R7",12,"R449A"]
[{"$f":"INDEX(Language!$F$2:$G$70,9,Language!$E$1)","v":"液体温度"},null,null,null,"Tliquid:",{"$f":"F11-F14","v":10},{"$f":"INDEX(Language!$B$5:$D$15,2,Language!$B$2)","v":"°C"},null,{"$f":"INDEX(Language!$F$2:$G$70,17,Language!$E$1)","v":"RX1S"},{"$f":"T16","v":"R407F"},{"$f":"INDEX(Language!$F$2:$G$41,9,Language!$E$1)","v":"液体温度"},null,null,null,"Tliquid:",{"$f":"P11-P14","v":60},"°C",null,{"$f":"INDEX(Language!$F$2:$G$70,17,Language!$E$1)","v":"RX1S"},{"$f":"HLOOKUP(U60,W59:AE60,2)","v":"R407F"},null,null,null,null,null,null,null,null,null,null,{"$f":"IF($M$6=AE15,(MATCH($P$20,T25:T29,-1)),FALSE)","v":false},{"$f":"IF($M$6=AF15,(MATCH($P$20,U12:U16,-1)),FALSE)","v":false},{"$f":"IF($M$6=AG15,(MATCH($P$20,W12:W16,-1)),FALSE)","v":false},false,false,false,false,false,false,13,"R450A"]
[null,null,null,null,null,null,null,{"$f":"I16","v":"RX1S"},{"$f":"U61","v":"RX1S-9000"},{"$f":"IF(T17=\"-\",\"-\",T17*INDEX(Language!$B$5:$D$15,8,Language!$B$2))","v":17.577910544381833},null,null,null,null,null,null,null,"RX1S",{"$f":"U61","v":"RX1S-9000"},{"$f":"IF(S61=\"-\",\"-\",S61/($AH$5*$AF$6*$AF$7))","v":17.577910544381833},null,{"$f":"0.85*T17","v":14.941223962724557},null,null,null,null,null,null,null,null,{"$f":"IF(AE16=1,\"EX1-I\",IF(AE16=2,\"EX1-G\",IF(AE16=3,\"EX1-E\",IF(AE16=4,\"EX1-C\",IF(AE16=5,\"EX1-A\",#N/A)))))","v":{"$error":"#N/A"}},{"$f":"IF(AF16=1,\"EX1-I\",IF(AF16=2,\"EX1-G\",IF(AF16=3,\"EX1-E\",IF(AF16=4,\"EX1-C\",IF(AF16=5,\"EX1-A\",#N/A)))))","v":{"$error":"#N/A"}},{"$error":"#N/A"},{"$error":"#N/A"},{"$error":"#N/A"},{"$error":"#N/A"},{"$error":"#N/A"},{"$error":"#N/A"},{"$f":"IF(AM16=1,\"EX1-I\",IF(AM16=2,\"EX1-G\",IF(AM16=3,\"EX1-E\",IF(AM16=4,\"EX1-C\",IF(AM16=5,\"EX1-A\",#N/A)))))","v":{"$error":"#N/A"}},14,"R513A"]
[{"$f":"INDEX(Language!$F$2:$G$70,10,Language!$E$1)","v":"阀两端的压差"},null,null,null,null,{"$f":"F12-(F9+F22)","v":29.23461},{"$f":"INDEX(Language!$B$5:$D$15,5,Language!$B$2)","v":"bar"},null,{"$f":"U62","v":"RX1S-8000"},{"$f":"IF(T18=\"-\",\"-\",T18*INDEX(Language!$B$5:$D$15,8,Language!$B$2))","v":13.752817053826984},{"$f":"INDEX(Language!$F$2:$G$41,10,Language!$E$1)","v":"阀两端的压差"},null,null,null,null,{"$f":"P12-(P9+P22)","v":28.07461},"bar",null,{"$f":"U62","v":"RX1S-8000"},13.752817053826984,null,{"$f":"0.85*T18","v":11.689894495752936},null,null,null,null,null,null,null,null,null,null,null,null,null,null,null,null,null,null,1,2]
[null,null,null,null,null,null,null,null,"RX1S-7000",{"$f":"IF(T19=\"-\",\"-\",T19*INDEX(Language!$B$5:$D$15,8,Language!$B$2))","v":12.351256080188566},null,null,null,null,null,null,null,null,{"$f":"U63","v":"RX1S-7000"},12.351256080188566,null,{"$f":"0.85*T19","v":10.49856766816028},null,null,null,null,null,null,null,null,null,null,null,null,null,null,null,null,null,null,"R124",0]
[{"$f":"INDEX(Language!$F$2:$G$70,11,Language!$E$1)","v":"系统制冷量"},null,null,null,"Q0:",70,{"$f":"INDEX(Language!$B$5:$D$15,4,Language!$B$2)","v":"kW"},null,"RX1S-6000",{"$f":"IF(T20=\"-\",\"-\",T20*INDEX(Language!$B$5:$D$15,8,Language!$B$2))","v":9.7525284415673301},{"$f":"INDEX(Language!$F$2:$G$41,11,Language!$E$1)","v":"系统制冷量"},null,null,null,"Q0:",10,"kW",null,"RX1S-6000",9.7525284415673301,null,{"$f":"0.85*T20","v":8.2896491753322312},null,null,null,null,null,null,null,null,"R1","R134a","R22","R231","R404A","R407C","R408","R507","R7",null,"R134a",120]
[null,null,null,null,null,null,null,null,"RX1S-5000",{"$f":"IF(T21=\"-\",\"-\",T21*INDEX(Language!$B$5:$D$15,8,Language!$B$2))","v":6.0150325118648809},null,null,null,null,null,null,null,null,"RX1S-5000",6.0150325118648809,null,{"$f":"0.7*T21","v":4.2105227583054159},null,null,null,null,null,null,null,null,{"$f":"IF($M$6=AE20,(MATCH($P$20,T34:T41,-1)),FALSE)","v":false},{"$f":"IF($M$6=AF20,(MATCH($P$20,U21:U40,-1)),FALSE)","v":false},{"$f":"IF($M$6=AG20,(MATCH($P$20,W21:W40,-1)),FALSE)","v":false},false,false,false,false,false,false,null,"R22",260]
[{"$f":"INDEX(Language!$F$2:$G$70,12,Language!$E$1)","v":"压降"},null,null,null,null,0.34,{"$f":"INDEX(Language!$B$5:$D$15,5,Language!$B$2)","v":"bar"},null,"RX1S-4000",{"$f":"IF(T22=\"-\",\"-\",T22*INDEX(Language!$B$5:$D$15,8,Language!$B$2))","v":3.7082967427516498},{"$f":"INDEX(Language!$F$2:$G$41,12,Language!$E$1)","v":"压降"},null,null,null,null,1.5,"bar",null,"RX1S-4000",3.7082967427516498,null,{"$f":"0.85*T22","v":3.1520522313389021},null,null,null,null,null,1,{"$f":"Language!F$2","v":"English"},null,{"$f":"IF(AE21=1,\"EX2\",IF(AE21=2,\"EXO-004\",IF(AE21=3,\"EXO-003\",IF(AE21=4,\"EXO-002\",IF(AE21=5,\"EXO-001\",IF(AE21=6,\"EXO-000\",IF(AE21=7,\"EXO-00X\",#N/A)))))))","v":{"$error":"#N/A"}},{"$f":"IF(AF21=1,\"EX2\",IF(AF21=2,\"EXO-004\",IF(AF21=3,\"EXO-003\",IF(AF21=4,\"EXO-002\",IF(AF21=5,\"EXO-001\",IF(AF21=6,\"EXO-000\",IF(AF21=7,\"EXO-00X\",#N/A)))))))","v":{"$error":"#N/A"}},{"$error":"#N/A"},{"$error":"#N/A"},{"$error":"#N/A"},{"$error":"#N/A"},{"$error":"#N/A"},{"$error":"#N/A"},{"$f":"IF(AM21=1,\"EX2\",IF(AM21=2,\"EXO-004\",IF(AM21=3,\"EXO-003\",IF(AM21=4,\"EXO-002\",IF(AM21=5,\"EXO-001\",IF(AM21=6,\"EXO-000\",IF(AM21=7,\"EXO-00X\",#N/A)))))))","v":{"$error":"#N/A"}},null,"R23",390]
[{"$f":"INDEX(Language!$F$2:$G$70,13,Language!$E$1)","v":"(液管, 干燥过滤器, 电磁阀, 视液镜, 分液头, 蒸发器)"},null,null,null,null,null,null,null,"RX1S-3000",{"$f":"IF(T23=\"-\",\"-\",T23*INDEX(Language!$B$5:$D$15,8,Language!$B$2))","v":2.3067357691132311},{"$f":"INDEX(Language!$F$2:$G$41,13,Language!$E$1)","v":"(液管, 干燥过滤器, 电磁阀, 视液镜, 分液头, 蒸发器)"},null,null,null,null,null,null,null,"RX1S-3000",2.3067357691132311,null,{"$f":"0.85*T23","v":1.9607254037462463},null,null,null,null,null,2,{"$f":"Language!G$2","v":"Chinese"},null,null,null,null,null,null,null,null,null,null,null,"R404A",440]
[null,null,null,null,null,null,null,null,"RX1S-2000",{"$f":"IF(T24=\"-\",\"-\",T24*INDEX(Language!$B$5:$D$15,8,Language!$B$2))","v":1.1095691041304148},null,null,null,null,null,null,null,null,"RX1S-2000",1.1095691041304148,null,{"$f":"0.85*T24","v":0.94313373851085247},null,null,null,null,null,null,null,null,null,null,null,null,null,null,null,null,null,null,"R407F",520]
[null,null,null,null,null,null,null,null,null,null,null,null,null,null,null,null,null,null,null,null,null,null,null,null,null,null,null,null,null,null,null,null,null,null,null,null,null,null,null,null,"R410A",640]
[{"$f":"INDEX(Language!$F$2:$G$70,14,Language!$E$1)","v":"你的选择"},null,null,{"$f":"INDEX(Language!$F$2:$G$70,15,Language!$E$1)","v":"型号"},null,{"$f":"P26","v":"产品编号:"},null,{"$f":"R26","v":0},null,null,{"$f":"INDEX(Language!$F$2:$G$41,14,Language!$E$1)","v":"你的选择"},null,null,{"$f":"INDEX(Language!$F$2:$G$41,15,Language!$E$1)","v":"型号"},null,{"$f":"INDEX(Language!$F$2:$G$41,18,Language!$E$1)","v":"产品编号:"},null,null,{"$f":"INDEX(Language!$F$2:$G$70,66,Language!$E$1)","v":"备注"},null,null,null,null,null,null,null,null,null,null,null,null,null,null,null,null,null,null,null,null,null,"R507",760]
[{"$f":"K27","v":0},null,null,{"$f":"N27","v":0},null,null,null,null,null,null,null,null,null,null,null,null,null,null,null,null,null,null,null,null,null,null,null,null,null,null,null,null,null,null,null,null,null,null,null,null,"R744",870]
[{"$f":"K28","v":"RX1S"},null,null,{"$f":"N28","v":"RX1S-7000"},null,{"$f":"P28","v":"098332"},null,null,null,null,{"$f":"INDEX(Language!$F$2:$G$70,17,Language!$E$1)","v":"RX1S"},null,null,{"$f":"INDEX(S17:S34,T58,1)","v":"RX1S-7000"},null,{"$f":"INDEX(V61:V78,T58,1)","v":"098332"},null,null,null,null,null,null,null,null,null,null,null,null,null,null,null,null,null,null,null,null,null,null,null,null,"R448A",1125]
[null,null,null,null,null,null,null,null,null,null,null,null,null,null,null,null,null,null,null,null,null,null,null,null,null,null,null,null,null,null,null,null,null,null,null,null,null,null,null,null,"R449A",1235]
[null,null,null,{"$f":"N30","v":"配件"},null,null,null,null,null,null,null,null,null,{"$f":"INDEX(Language!$F$2:$G$41,38,Language!$E$1)","v":"配件"},null,null,null,null,null,null,null,null,null,null,null,null,null,null,null,null,null,null,null,null,null,null,null,null,null,null,"R450A",1345]
[{"$f":"K31","v":"定子"},null,null,{"$f":"N31","v":"S012"},null,{"$f":"P31","v":"098338"},null,{"$f":"R31","v":"12VDC"},null,null,{"$f":"INDEX(Language!$F$2:$G$65,62,Language!$E$1)","v":"定子"},null,null,"S012",null,"098338",null,"12VDC",null,null,null,null,null,null,null,null,null,null,null,null,null,null,null,null,null,null,null,null,null,null,"R513A",1455]
[]
[{"$f":"K33","v":"线圈（选择其中之一）"},null,null,{"$f":"N33","v":"C230"},null,{"$f":"P33","v":"098335"},null,{"$f":"R33","v":"230VAC"},null,null,{"$f":"INDEX(Language!$F$2:$G$65,63,Language!$E$1)","v":"线圈（选择其中之一）"},null,null,"C230",null,"098335",null,"230VAC"]
[null,null,null,{"$f":"N34","v":"C120"},null,{"$f":"P34","v":"098336"},null,{"$f":"R34","v":"120VAC"},null,null,null,null,null,"C120",null,"098336",null,"120VAC"]
[null,null,null,{"$f":"N35","v":"C024"},null,{"$f":"P35","v":"098337"},null,{"$f":"R35","v":"24VAC"},null,null,null,null,null,"C024",null,"098337",null,"24VAC"]
[]
[{"$f":"K37","v":"IP67接线盒"},null,null,{"$f":"N37","v":"PL67"},null,{"$f":"P37","v":"098351"},null,null,null,null,{"$f":"INDEX(Language!$F$2:$G$65,64,Language!$E$1)","v":"IP67接线盒"},null,null,"PL67",null,"098351"]
[]
[{"$f":"K39","v":"定子导线（选择其中之一）"},null,null,{"$f":"N39","v":"M300"},null,{"$f":"P39","v":"098325"},null,{"$f":"R39","v":"3M"},null,null,{"$f":"INDEX(Language!$F$2:$G$66,65,Language!$E$1)","v":"定子导线（选择其中之一）"},null,null,"M300",null,"098325",null,"3M"]
[null,null,null,{"$f":"N40","v":"M600"},null,{"$f":"P40","v":"098326"},null,{"$f":"R40","v":"6M"},null,null,null,null,null,"M600",null,"098326",null,"6M"]
[]
[]
[]
[]
[null,null,null,{"$f":"N45","v":"注:"},null,null,null,null,null,null,null,null,null,{"$f":"INDEX(Language!$F$2:$G$70,22,Language!$E$1)","v":"注:"}]
[]
[null,null,null,null,null,null,null,null,null,null,null,null,null,{"$f":"IF(ISERR(HLOOKUP(U60,AJ59:AQ87,V58)),\"RX1S系列没有符合您需求的阀，请选择其他系列，谢谢！                                                                   RX1S series can not meet your demand, please choose other series, thanks!\",\"\")","v":""}]
[]
[]
[]
[]
[]
[]
[{"$f":"INDEX(Language!$F$2:$G$70,45,Language!$E$1)","v":"螺口型或内平衡型请见"},null,null,null,null,null,null,null,null,null,{"$f":"INDEX(Language!$F$2:$G$70,45,Language!$E$1)","v":"螺口型或内平衡型请见"}]
[{"$f":"INDEX(Language!$F$2:$G$70,50,Language!$E$1)","v":"ALCO CONTROLS is not to be held responsible for erroneous data regarding capacities, dimensions, applications, etc. stated herein. Products, specifications and data in this data are subject to change without notice. The information given herein is based on technical data and tests which ALCO CONTROLS believes to be reliable and which are in compliance with technical knowledge of today. It is intended only for use by persons having the appropriate technical knowledge and skills, at their own discretion and risk. Since conditions of use are outside of ALCO'S control we can not assume any liability for results obtained or damages occurred due to improper application."},null,null,null,null,null,null,null,null,null,{"$f":"INDEX(Language!$F$2:$G$70,50,Language!$E$1)","v":"ALCO CONTROLS is not to be held responsible for erroneous data regarding capacities, dimensions, applications, etc. stated herein. Products, specifications and data in this data are subject to change without notice. The information given herein is based on technical data and tests which ALCO CONTROLS believes to be reliable and which are in compliance with technical knowledge of today. It is intended only for use by persons having the appropriate technical knowledge and skills, at their own discretion and risk. Since conditions of use are outside of ALCO'S control we can not assume any liability for results obtained or damages occurred due to improper application."}]
[]
[]
["-",null,null,{"$f":"IF(I100=0,\"\",J100)","v":{"$error":"#N/A"}},null,null,{"$f":"I58+21","v":{"$error":"#N/A"}},null,{"$f":"MATCH($P$20,J37:J45,-1)","v":{"$error":"#N/A"}},{"$f":"MATCH($P$20,J17:J34,-1)","v":3},"-",null,null,{"$f":"IF(S100=0,\"\",T100)","v":""},null,null,{"$f":"S58+21","v":{"$error":"#N/A"}},null,{"$f":"MATCH($P$20,T37:T45,-1)","v":{"$error":"#N/A"}},{"$f":"MATCH($P$20,V17:V24,-1)","v":3},null,{"$f":"T58+2","v":5}]
[null,null,null,null,{"$f":"HLOOKUP(K60,Z59:AH87,J58)","v":{"$error":"#N/A"}},{"$f":"INDEX(J17:J34,J58,1)","v":12.351256080188566},null,null,null,null,null,null,null,null,{"$f":"HLOOKUP(U60,AJ59:AQ87,T58)","v":"RX1S-9000"},{"$f":"INDEX(T17:T34,T58,1)","v":12.351256080188566},null,null,null,null,6,null,2,3,4,5,6,7,8,9,10,11,12,13,14,2,3,4,5,6,7,8,9,10,11,12,13,14]
[2,null,null,null,null,null,null,null,{"$f":"HLOOKUP(K$60,M$59:U$87,A60)","v":{"$error":"#N/A"}},null,2,null,null,null,null,null,null,null,{"$f":"HLOOKUP(U$60,W$59:AI$87,K60)","v":"R407F"},null,{"$f":"INDEX(W59:AI59,U59)","v":7},null,"R410A","R134a","R22","R404A","R507","R407F","R23","R124","R744","R448A","R449A","R450A","R513A","R 410A","R 134a","R 22","R 404A","R 507","R 407F","R23","R124","R744","R448A","R449A","R450A","R513A"]
[3,null,null,null,null,null,null,null,{"$f":"HLOOKUP(K$60,K$59:U$87,A61)","v":{"$error":"#N/A"}},"Qmax oder Qn",3,null,null,null,null,null,null,null,{"$f":"HLOOKUP(U$60,U$59:AI$87,K61)","v":21.172339999999998},"Qmax oder Qn","RX1S-9000","098334","-",16.14303,22.368120000000001,14.279019999999997,13.85698,21.172339999999998,"-","-","-",21.969198243291348,21.544198888199446,15.405910581643548,14.544208515273692,"-","RX1S-9000","RX1S-9000","RX1S-9000","RX1S-9000","RX1S-9000",null,null,null,"RX1S-9000","RX1S-9000","RX1S-9000","RX1S-9000"]
[4,null,null,null,null,null,null,null,{"$error":"#N/A"},null,4,null,null,null,null,null,null,null,{"$f":"HLOOKUP(U$60,U$59:AI$87,K62)","v":16.565069999999999},null,"RX1S-8000","098333","-",12.626029999999998,17.514660000000003,11.14889,10.83236,16.565069999999999,"-","-","-",17.202296737671531,16.869514223778818,12.063118662985048,11.388389686487896,"-","RX1S-8000","RX1S-8000","RX1S-8000","RX1S-8000","RX1S-8000",null,null,null,"RX1S-8000","RX1S-8000","RX1S-8000","RX1S-8000"]
[5,null,null,null,null,null,null,null,{"$error":"#N/A"},null,5,null,null,null,null,null,null,null,14.876910000000001,null,"RX1S-7000","098332","-",11.32474,15.720989999999999,10.02345,9.7420899999999993,14.876910000000001,"-","-","-",15.440615746464202,15.141913369536404,10.827739040872117,10.222108814980096,"-","RX1S-7000","RX1S-7000","RX1S-7000","RX1S-7000","RX1S-7000",null,null,null,"RX1S-7000","RX1S-7000","RX1S-7000","RX1S-7000"]
[6,null,null,null,null,null,null,null,{"$error":"#N/A"},null,6,null,null,null,null,null,null,null,11.746779999999999,null,"RX1S-6000","098331","-",8.9331800000000001,12.415009999999999,7.9132499999999997,7.6670600000000002,11.746779999999999,"-","-","-",12.193595880317366,11.957707873481768,8.5507648354090762,8.0724930910245494,"-","RX1S-6000","RX1S-6000","RX1S-6000","RX1S-6000","RX1S-6000",null,null,null,"RX1S-6000","RX1S-6000","RX1S-6000","RX1S-6000"]
[7,null,null,null,null,null,null,null,{"$error":"#N/A"},null,7,null,null,null,null,null,null,null,7.2450200000000002,null,"RX1S-5000","098330","-",5.5216900000000004,7.6670600000000002,4.8886299999999991,4.7479500000000003,7.2450200000000002,"-","-","-",7.5303226682979787,7.3846467887224527,5.2806423062866257,4.9852790193862662,"-","RX1S-5000","RX1S-5000","RX1S-5000","RX1S-5000","RX1S-5000",null,null,null,"RX1S-5000","RX1S-5000","RX1S-5000","RX1S-5000"]
[8,null,null,null,null,null,null,null,{"$error":"#N/A"},null,8,null,null,null,null,null,null,null,4.4665900000000001,null,"RX1S-4000","098329","-",3.4114899999999997,4.7127800000000004,3.0246200000000001,2.9191099999999999,4.4665900000000001,"-","-","-",4.6287304474859132,4.539186558205544,3.2458993992771004,3.0643458192557786,"-","RX1S-4000","RX1S-4000","RX1S-4000","RX1S-4000","RX1S-4000",null,null,null,"RX1S-4000","RX1S-4000","RX1S-4000","RX1S-4000"]
[9,null,null,null,null,null,null,null,{"$error":"#N/A"},null,9,null,null,null,null,null,null,null,2.7784300000000002,null,"RX1S-3000","098328","-",2.1101999999999999,2.9542799999999998,1.8640099999999999,1.82884,2.7784300000000002,"-","-","-",2.9015922208120646,2.8454602305169079,2.0347429070095253,1.920933200130488,"-","RX1S-3000","RX1S-3000","RX1S-3000","RX1S-3000","RX1S-3000",null,null,null,"RX1S-3000","RX1S-3000","RX1S-3000","RX1S-3000"]
[10,null,null,null,null,null,null,null,{"$error":"#N/A"},null,10,null,null,null,null,null,null,null,1.33646,null,"RX1S-2000","098327","-",1.01993,1.4068000000000001,0.87924999999999998,0.87924999999999998,1.33646,"-","-","-",1.3817105813390784,1.3549810621509084,0.9689251938140595,0.91473009530023208,"-","RX1S-2000","RX1S-2000","RX1S-2000","RX1S-2000","RX1S-2000",null,null,null,"RX1S-2000","RX1S-2000","RX1S-2000","RX1S-2000"]
[11,null,null,null,null,null,null,null,{"$error":"#N/A"},null,11,null,null,null,null,null,null,null,{"$f":"HLOOKUP(U$60,U$59:AE$87,K69)","v":"-"},null,"-","-","-","-","-","-","-","-","-","-","-",null,null,null,null,"-","-","-","-","-","-"]
[12,null,null,null,null,null,null,null,{"$error":"#N/A"},null,12,null,null,null,null,null,null,null,0]
[13,null,null,null,null,null,null,null,{"$error":"#N/A"},null,13,null,null,null,null,null,null,null,0]
[14,null,null,null,null,null,null,null,{"$error":"#N/A"},null,14,null,null,null,null,null,null,null,0]
[15,null,null,null,null,null,null,null,{"$error":"#N/A"},null,15,null,null,null,null,null,null,null,0]
[16,null,null,null,null,null,null,null,{"$error":"#N/A"},null,16,null,null,null,null,null,null,null,0]
[17,null,null,null,null,null,null,null,{"$error":"#N/A"},null,17,null,null,null,null,null,null,null,0]
[18,null,null,null,null,null,null,null,{"$error":"#N/A"},null,18,null,null,null,null,null,null,null,0]
[19,null,null,null,null,null,null,null,{"$error":"#N/A"},null,19,null,null,null,null,null,null,null,0]
[20,null,null,null,null,null,null,null,{"$error":"#N/A"},null,20,null,null,null,null,null,null,null,0]
[21,null,null,null,null,null,null,null,null,null,21]
[22,null,null,null,null,null,null,null,{"$f":"HLOOKUP(K$60,K$59:U$87,A80)","v":{"$error":"#N/A"}},"Qmax oder Qn",22]
[23,null,null,null,null,null,null,null,{"$error":"#N/A"},null,23]
[24,null,null,null,null,null,null,null,{"$error":"#N/A"},null,24]
[25,null,null,null,null,null,null,null,{"$error":"#N/A"},null,25]
[26,null,null,null,null,null,null,null,{"$error":"#N/A"},null,26]
[27,null,null,null,null,null,null,null,{"$error":"#N/A"},null,27]
[28,null,null,null,null,null,null,null,{"$error":"#N/A"},null,28]
[29,null,null,null,null,null,null,null,{"$error":"#N/A"},null,29]
[30,null,null,null,null,null,{"$f":"IF(OR(LEFT($N$27,4)=\"TCLE\",LEFT($N$27,4)=\"TJRE\"),CONCATENATE($S$93,$S88,\"-1B\"),CONCATENATE($R$93,$S88,\"-2B\"))","v":"-2B"},null,{"$f":"HLOOKUP(K$60,K$59:U$106,A88)","v":{"$error":"#N/A"}},null,30]
[31,null,null,null,null,null,{"$f":"IF(OR(LEFT($N$27,4)=\"TCLE\",LEFT($N$27,4)=\"TJRE\"),CONCATENATE($S$93,$S89,\"-1B\"),CONCATENATE($R$93,$S89,\"-2B\"))","v":"-2B"},{"$f":"HLOOKUP($U$60,$AJ$59:$AQ$106,$K89)","v":0},{"$f":"HLOOKUP(K$60,K$59:U$106,A89)","v":{"$error":"#N/A"}},"MOP",31]
[32,null,null,null,null,null,{"$f":"IF(OR(LEFT($N$27,4)=\"TCLE\",LEFT($N$27,4)=\"TJRE\"),CONCATENATE($S$93,$S90,\"-1B\"),CONCATENATE($R$93,$S90,\"-2B\"))","v":"-2B"},{"$f":"HLOOKUP($U$60,$AJ$59:$AQ$106,$K90)","v":0},{"$f":"HLOOKUP(K$60,K$59:U$106,A90)","v":{"$error":"#N/A"}},"T",32]
[33,null,null,null,null,null,{"$f":"IF(OR(LEFT($N$27,4)=\"TCLE\",LEFT($N$27,4)=\"TJRE\"),CONCATENATE($S$93,$S91,\"-1B\"),CONCATENATE($R$93,$S91,\"-2B\"))","v":"-2B"},{"$f":"HLOOKUP($U$60,$AJ$59:$AQ$106,$K91)","v":0},{"$f":"HLOOKUP(K$60,K$59:U$106,A91)","v":{"$error":"#N/A"}},null,33]
[34,null,null,null,null,null,null,null,null,null,34]
[35,null,null,null,null,null,null,"XC 726","XB 1019 ",null,35]
[36,null,null,null,null,null,null,{"$f":"HLOOKUP($U$60,$AJ$59:$AQ$106,$K94)","v":0},{"$f":"HLOOKUP(K$60,K$59:U$106,A94)","v":{"$error":"#N/A"}},"Best.",36]
[37,null,null,null,null,null,null,{"$f":"HLOOKUP($U$60,$AJ$59:$AQ$106,$K95)","v":0},{"$f":"HLOOKUP(K$60,K$59:U$106,A95)","v":{"$error":"#N/A"}},"Nr.",37]
[38,null,null,null,null,null,null,{"$f":"HLOOKUP($U$60,$AJ$59:$AQ$106,$K96)","v":0},{"$f":"HLOOKUP(K$60,K$59:U$106,A96)","v":{"$error":"#N/A"}},null,38]
[39,null,null,null,null,null,null,{"$f":"HLOOKUP($U$60,$AJ$59:$AQ$106,$K97)","v":0},{"$f":"HLOOKUP(K$60,K$59:U$106,A97)","v":{"$error":"#N/A"}},null,39]
[40,null,null,null,null,null,null,null,null,null,40]
[41,null,null,null,null,null,null,null,null,null,41]
[42,null,null,null,null,null,null,{"$f":"HLOOKUP($U$60,$AJ$59:$AQ$106,$K100)","v":0},{"$f":"HLOOKUP(K$60,K$59:U$106,A100)","v":{"$error":"#N/A"}},"MOP",42]
[43,null,null,null,null,null,null,{"$f":"HLOOKUP($U$60,$AJ$59:$AQ$106,$K101)","v":0},{"$f":"HLOOKUP(K$60,K$59:U$106,A101)","v":{"$error":"#N/A"}},"TI",43]
[44,null,null,null,null,null,null,{"$f":"HLOOKUP($U$60,$AJ$59:$AQ$106,$K102)","v":0},{"$f":"HLOOKUP(K$60,K$59:U$106,A102)","v":{"$error":"#N/A"}},null,44]
[45,null,null,null,null,null,null,null,null,null,45]
[46,null,null,null,null,null,null,null,null,"Metrisch",46]
[47,null,null,null,null,null,null,null,{"$f":"HLOOKUP(K$60,K$59:U$115,A105)","v":{"$error":"#N/A"}},"Best",47]
[48,null,null,null,null,null,null,null,{"$f":"HLOOKUP(K$60,K$59:U$115,A106)","v":{"$error":"#N/A"}},"Nr",48]
[49,null,null,null,null,null,null,null,{"$f":"HLOOKUP(K$60,K$59:U$115,A107)","v":{"$error":"#N/A"}},"TI",49]
[50,null,null,null,null,null,null,null,{"$f":"HLOOKUP(K$60,K$59:U$115,A108)","v":{"$error":"#N/A"}},null,50]
[51,null,null,null,null,null,null,null,null,null,51]
[52,null,null,null,null,null,null,null,null,"Zöllig",52]
[53,null,null,null,null,null,null,null,{"$f":"HLOOKUP(K$60,K$59:U$115,A111)","v":{"$error":"#N/A"}},"Best",53]
[54,null,null,null,null,null,null,null,{"$f":"HLOOKUP(K$60,K$59:U$115,A112)","v":{"$error":"#N/A"}},"Nr",54]
[55,null,null,null,null,null,null,null,{"$f":"HLOOKUP(K$60,K$59:U$115,A113)","v":{"$error":"#N/A"}},"TI",55]
[56,null,null,null,null,null,null,null,{"$f":"HLOOKUP(K$60,K$59:U$115,A114)","v":{"$error":"#N/A"}},null,56]
[57,null,null,null,null,null,null,null,null,null,57]
[]
[1,null,null,null,null,null,null,null,null,null,1,null,null,null,null,null,null,null,null,null,null,null,2,3,4,5,6,7,8,9,10,11,12,13,14]
[2,null,null,null,null,null,null,null,{"$f":"HLOOKUP(K$60,L$117:T$121,A118)","v":{"$error":"#N/A"}},null,2,null,null,null,null,null,null,null,{"$f":"HLOOKUP(U$60,W$117:AE$121,K118)","v":"R407F"},null,"Temperatur",null,"R410A","R134a","R22","R404A","R507","R407F","R23","R124","R744","R448A","R449A","R450A","R513A"]
[3,null,null,null,null,null,null,null,{"$f":"HLOOKUP(K$60,L$117:T$121,A119)+$P$16","v":{"$error":"#N/A"}},"Eintrittspkt Korr Tabelle Flüssig.Temp:",3,null,null,null,null,null,null,null,{"$f":"HLOOKUP(U$60,W$117:AE$121,K119)+$P$16","v":580},"Eintrittspkt Korr Tabelle Flüssig.Temp:",null,null,640,120,260,440,760,520,390,0,870,1125,1235,1345,1455]
[]
[5,null,null,null,null,null,null,null,{"$f":"HLOOKUP(K$60,L$117:T$121,A121)","v":{"$error":"#N/A"}},"Korr.Faktor",5,null,null,null,null,null,null,null,{"$f":"HLOOKUP(U$60,W$117:AI$121,K121)","v":12.317500000000001},"Korr.Faktor",null,null,13.995995962899823,6.2519252813530386,8.9416615696313695,10.6251,10.731712063819753,12.317500000000001,8.8324245840540545,11.876821742208861,16.470267043846682,12.1195753793103,11.9370275172414,5.9017462068965498,6.8832034482758599]
[]
[]
[]
[]
[]
[]
[]
[]
[]
[]
[]
[]
[]
[]
[]
[]
[]
[]
[]
[]
[]
[]
[]
[]
[]
[]
[]
[]
[]
[]
[]
[]
[]
[]
[]
[]
[]
[]
[]
[]
[]
[]
[]
[]
[]
[]
[]
[]
[]
[]
[]
[]
[]
[]
[]
[]
[]
[]
[]
[]
[]
[]
[]
[]
[]
[]
[]
[]
[]
[]
[]
[]
[]
[]
[]
[]
[]
[]
[]
[]
[]
[]
[]
[]
[]
[]
[]
[]
[]
[]
[]
[]
[]
[]
[]
[]
[]
[]
[]
[]
[]
[]
[]
[]
[]
[]
[]
[]
[]
[]
[]
[]
[]
[]
[]
[]
[]
[]
[]
[]
[]
[]
[]
[]
[]
[]
[]
[]
[]
[]
[]
[]
[]
[]
[]
[]
[]
[]
[]
[]
[]
[]
[]
[]
[]
[]
[]
[]
[]
[]
[]
[]
[]
[]
[]
[]
[]
[]
[]
[]
[]
[]
[]
[]
[]
[]
[]
[]
[]
[]
[]
[]
[]
[]
[]
[]
[]
[]
[]
[]
[]
[]
[]
[]
[]
[]
[]
[]
[]
[]
[]
[]
[]
[]
[]
[]
[]
[]
[]
[]
[]
[]
[]
[]
[null,null,null,null,null,null,null,null,null,null,null,null,null,null,null,null,null,null,null,null,null,null,null,null,"Valves Type",{"$f":"(IF(O27=\"EX5\",10,IF(O27=\"EX6\",11,IF(O27=\"EX7\",12,IF(O27=\"EX8\",13,#N/A)))))","v":{"$error":"#N/A"}}]
[null,null,null,null,null,null,null,null,null,null,null,null,null,null,null,null,null,null,null,null,{"$f":"T16","v":"R407F"},null,{"$f":"U4","v":0},{"$f":"W4","v":0},{"$f":"X4","v":0},{"$f":"Y4","v":0},{"$f":"Z4","v":0},{"$f":"AA4","v":0},"R507",{"$f":"AC4","v":0}]
[null,null,null,null,null,null,null,null,null,1,null,null,null,null,null,null,null,null,null,1,2,null,3,4,5,6,7,8,9,10]
[null,null,null,null,null,null,null,null,null,10,null,null,null,null,null,null,null,null,null,10,{"$f":"T21","v":6.0150325118648809},null,{"$f":"U8","v":0},{"$f":"W8","v":0},{"$f":"X8","v":0},{"$f":"Y8","v":0},{"$f":"Z8","v":0},{"$f":"AA8","v":0},{"$f":"$AB$8","v":0},{"$f":"AC8","v":0}]
[null,null,null,null,null,null,null,null,null,11,null,null,null,null,null,null,null,null,null,11,{"$f":"T20","v":9.7525284415673301},null,{"$f":"U7","v":0},{"$f":"W7","v":0},{"$f":"X7","v":0},{"$f":"Y7","v":0},{"$f":"Z7","v":0},{"$f":"AA7","v":0},{"$f":"$AB$7","v":0},{"$f":"AC7","v":1}]
[null,null,null,null,null,null,null,null,null,12,null,null,null,null,null,null,null,null,null,12,{"$f":"T19","v":12.351256080188566},null,{"$f":"U6","v":0},{"$f":"W6","v":0},{"$f":"X6","v":0},{"$f":"Y6","v":0},{"$f":"Z6","v":0},{"$f":"AA6","v":0},{"$f":"$AB$6","v":0},{"$f":"AC6","v":0}]
[null,null,null,null,null,null,null,null,null,13,null,null,null,null,null,null,null,null,null,13,{"$f":"T18","v":13.752817053826984},null,{"$f":"U5","v":0},{"$f":"W5","v":0},{"$f":"X5","v":0},{"$f":"Y5","v":0},{"$f":"Z5","v":0},{"$f":"AA5","v":0},{"$f":"$AB$5","v":0},{"$f":"AC5","v":0}]
[]
[]
[null,null,null,null,null,null,null,null,null,"EX1",null,null,null,null,null,null,null,null,null,"EX1"]
[null,null,null,null,null,null,null,null,null,null,null,null,null,null,null,null,null,null,null,null,null,null,null,null,"Refrigerant",{"$f":"(IF(M6=\"R124\",2,IF(M6=\"R134a\",3,IF(M6=\"R22\",4,IF(M6=\"R23\",5,IF(M6=\"R404A\",6,IF(M6=\"R407C\",7,IF(M6=\"R410A\",8,IF(M6=\"R744\",10,\"9\")))))))))","v":"9"}]
[null,null,null,null,null,null,null,null,null,null,null,null,null,null,null,null,null,null,null,null,null,null,null,null,"Valves Type",{"$f":"(IF(O39=\"EX1-A\",10,IF(O39=\"EX1-C\",11,IF(O39=\"EX1-E\",12,IF(O39=\"EX1-G\",13,IF(O39=\"EX1-I\",14,#N/A))))))","v":{"$error":"#N/A"}}]
[null,null,null,null,null,null,null,null,null,null,null,null,null,null,null,null,null,null,null,null,"R124",null,"R134a","R22","R23","R404A","R407C","R410A","R507","R744"]
[null,null,null,null,null,null,null,null,null,1,null,null,null,null,null,null,null,null,null,1,2,null,3,4,5,6,7,8,9,10]
[null,null,null,null,null,null,null,null,null,10,null,null,null,null,null,null,null,null,null,10,{"$f":"T29","v":0},null,{"$f":"U16","v":0},{"$f":"W16","v":0},{"$f":"X16","v":0},{"$f":"Y16","v":0},{"$f":"Z16","v":0},{"$f":"AA16","v":0},{"$f":"$AB$16","v":0},{"$f":"AC16","v":0}]
[null,null,null,null,null,null,null,null,null,11,null,null,null,null,null,null,null,null,null,11,{"$f":"T28","v":0},null,{"$f":"U15","v":0},{"$f":"W15","v":0},{"$f":"X15","v":0},{"$f":"Y15","v":0},{"$f":"Z15","v":0},{"$f":"AA15","v":0},{"$f":"$AB$15","v":0},{"$f":"AC15","v":0}]
[null,null,null,null,null,null,null,null,null,12,null,null,null,null,null,null,null,null,null,12,{"$f":"T27","v":0},null,{"$f":"U14","v":0},{"$f":"W14","v":0},{"$f":"X14","v":0},{"$f":"Y14","v":0},{"$f":"Z14","v":0},{"$f":"AA14","v":0},{"$f":"$AB$14","v":0},{"$f":"AC14","v":0}]
[null,null,null,null,null,null,null,null,null,13,null,null,null,null,null,null,null,null,null,13,{"$f":"T26","v":0},null,{"$f":"U13","v":0},{"$f":"W13","v":0},{"$f":"X13","v":0},{"$f":"Y13","v":0},{"$f":"Z13","v":0},{"$f":"AA13","v":0},{"$f":"$AB$13","v":0},{"$f":"AC13","v":0}]
[null,null,null,null,null,null,null,null,null,14,null,null,null,null,null,null,null,null,null,14,{"$f":"T25","v":0},null,{"$f":"U12","v":0},{"$f":"W12","v":0},{"$f":"X12","v":0},{"$f":"Y12","v":0},{"$f":"Z12","v":0},{"$f":"AA12","v":0},{"$f":"$AB$12","v":0},{"$f":"AC12","v":0}]
[]
[]
[null,null,null,null,null,null,null,null,null,"EX2",null,null,null,null,null,null,null,null,null,"EX2"]
[null,null,null,null,null,null,null,null,null,null,null,null,null,null,null,null,null,null,null,null,null,null,null,null,"Refrigerant",{"$f":"(IF(M6=\"R124\",2,IF(M6=\"R134a\",3,IF(M6=\"R22\",4,IF(M6=\"R23\",5,IF(M6=\"R404A\",6,IF(M6=\"R407C\",7,IF(M6=\"R410A\",8,IF(M6=\"R744\",10,\"9\")))))))))","v":"9"}]
[null,null,null,null,null,null,null,null,null,null,null,null,null,null,null,null,null,null,null,null,null,null,null,null,"Valves Type",{"$f":"IF(O37=\"EXO-00X\",10,IF(O37=\"EXO-000\",11,IF(O37=\"EXO-001\",12,IF(O37=\"EXO-002\",13,IF(O37=\"EXO-003\",14,IF(O37=\"EXO-004\",15,IF(O37=\"EX2\",16,#N/A)))))))","v":{"$error":"#N/A"}}]
[null,null,null,null,null,null,null,null,null,null,null,null,null,null,null,null,null,null,null,null,"R124",null,"R134a","R22","R23","R404A","R407C","R410A","R507","R744"]
[null,null,null,null,null,null,null,null,null,1,null,null,null,null,null,null,null,null,null,1,2,null,3,4,5,6,7,8,9,10]
[null,null,null,null,null,null,null,null,null,10,null,null,null,null,null,null,null,null,null,10,{"$f":"T41","v":0},null,{"$f":"U40","v":0},{"$f":"W40","v":0},{"$f":"X40","v":0},{"$f":"Y40","v":0},{"$f":"Z40","v":0},{"$f":"AA40","v":0},{"$f":"$AB$40","v":0},{"$f":"AC40","v":0}]
[null,null,null,null,null,null,null,null,null,11,null,null,null,null,null,null,null,null,null,11,{"$f":"T40","v":0},null,{"$f":"U39","v":0},{"$f":"W39","v":0},{"$f":"X39","v":0},{"$f":"Y39","v":0},{"$f":"Z39","v":0},{"$f":"AA39","v":0},{"$f":"$AB$39","v":0},{"$f":"AC39","v":0}]
[null,null,null,null,null,null,null,null,null,12,null,null,null,null,null,null,null,null,null,12,{"$f":"T39","v":0},null,{"$f":"U38","v":0},{"$f":"W38","v":0},{"$f":"X38","v":0},{"$f":"Y38","v":0},{"$f":"Z38","v":0},{"$f":"AA38","v":0},{"$f":"$AB$38","v":0},{"$f":"AC38","v":0}]
[null,null,null,null,null,null,null,null,null,13,null,null,null,null,null,null,null,null,null,13,{"$f":"T38","v":0},null,{"$f":"U24","v":0},{"$f":"W24","v":0},{"$f":"X24","v":0},{"$f":"Y24","v":0},{"$f":"Z24","v":0},{"$f":"AA24","v":0},{"$f":"$AB$24","v":0},{"$f":"AC24","v":0}]
[null,null,null,null,null,null,null,null,null,14,null,null,null,null,null,null,null,null,null,14,{"$f":"T37","v":0},null,{"$f":"U23","v":0},{"$f":"W23","v":0},{"$f":"X23","v":0},{"$f":"Y23","v":0},{"$f":"Z23","v":0},{"$f":"AA23","v":0},{"$f":"$AB$23","v":2},{"$f":"AC23","v":"Chinese"}]
[null,null,null,null,null,null,null,null,null,15,null,null,null,null,null,null,null,null,null,15,{"$f":"T36","v":0},null,{"$f":"U22","v":0},{"$f":"W22","v":0},{"$f":"X22","v":0},{"$f":"Y22","v":0},{"$f":"Z22","v":0},{"$f":"AA22","v":0},{"$f":"$AB$22","v":1},{"$f":"AC22","v":"English"}]
[null,null,null,null,null,null,null,null,null,16,null,null,null,null,null,null,null,null,null,16,{"$f":"T34","v":0},null,{"$f":"U21","v":0},{"$f":"W21","v":0},{"$f":"X21","v":0},{"$f":"Y21","v":0},{"$f":"Z21","v":0},{"$f":"AA21","v":0},{"$f":"$AB$21","v":0},{"$f":"AC21","v":0}]

{"sheet":"DampfDruck","index":5,"n_rows":404,"n_cols":34,"rows_kept":404,"cut":false,"hidden":true,"merged":[[0,5,0,14],[0,20,0,29]]}
[null,null,null,null,null,"Condensing Temperature / Pressure (Pascala)",null,null,null,null,null,null,null,null,null,null,null,null,null,null,"Evaporating Temperature / Pressure (Pascala)"]
[null,null,null,null,"°F","Temperatur","R 410A","R 134a","R 22","R 404A","R 507","R 407F","R32","R407C","R744","R448A","R449A","R450A","R513A",null,"Temperatur","R 410A","R 134a","R 22","R 404A","R 507","R 407F","R32","R407C","R744","R448A","R449A","R450A","R513A"]
[null,null,null,null,"°F",1,2,3,4,5,6,7,8,9,10,11,12,13,14,null,1,2,3,4,6,7,9,8,9,10,11,12,13,14]
[null,null,null,null,{"$f":"F4/Language!$C$11+Language!$C$10","v":-148},-100,{"$error":"#N/A"},{"$error":"#N/A"},{"$error":"#N/A"},{"$error":"#N/A"},{"$error":"#N/A"},{"$error":"#N/A"},3813,{"$error":"#N/A"},{"$error":"#N/A"},{"$error":"#N/A"},{"$error":"#N/A"},{"$error":"#N/A"},{"$error":"#N/A"},null,-100,{"$error":"#N/A"},{"$error":"#N/A"},{"$error":"#N/A"},{"$error":"#N/A"},{"$error":"#N/A"},{"$error":"#N/A"},3813,{"$error":"#N/A"},{"$error":"#N/A"},{"$error":"#N/A"},{"$error":"#N/A"},{"$error":"#N/A"},{"$error":"#N/A"}]
[null,null,null,null,{"$f":"F5/Language!$C$11+Language!$C$10","v":-147.1},{"$f":"(F4+F6)/2","v":-99.5},{"$error":"#N/A"},{"$error":"#N/A"},{"$error":"#N/A"},{"$error":"#N/A"},{"$error":"#N/A"},{"$error":"#N/A"},3988.1,{"$error":"#N/A"},{"$error":"#N/A"},{"$f":"(P4+P6)/2","v":{"$error":"#N/A"}},{"$error":"#N/A"},{"$f":"(R4+R6)/2","v":{"$error":"#N/A"}},{"$error":"#N/A"},null,{"$f":"(U4+U6)/2","v":-99.5},{"$error":"#N/A"},{"$error":"#N/A"},{"$error":"#N/A"},{"$error":"#N/A"},{"$error":"#N/A"},{"$error":"#N/A"},3988.1,{"$error":"#N/A"},{"$error":"#N/A"},{"$f":"(AE4+AE6)/2","v":{"$error":"#N/A"}},{"$error":"#N/A"},{"$error":"#N/A"},{"$error":"#N/A"}]
[null,null,null,null,{"$f":"F6/Language!$C$11+Language!$C$10","v":-146.19999999999999},-99,{"$error":"#N/A"},{"$error":"#N/A"},{"$error":"#N/A"},{"$error":"#N/A"},{"$error":"#N/A"},{"$error":"#N/A"},4170,{"$error":"#N/A"},{"$error":"#N/A"},{"$error":"#N/A"},{"$error":"#N/A"},{"$error":"#N/A"},{"$error":"#N/A"},null,-99,{"$error":"#N/A"},{"$error":"#N/A"},{"$error":"#N/A"},{"$error":"#N/A"},{"$error":"#N/A"},{"$error":"#N/A"},4170,{"$error":"#N/A"},{"$error":"#N/A"},{"$error":"#N/A"},{"$error":"#N/A"},{"$error":"#N/A"},{"$error":"#N/A"}]
[null,null,null,null,{"$f":"F7/Language!$C$11+Language!$C$10","v":-145.29999999999998},{"$f":"(F6+F8)/2","v":-98.5},{"$error":"#N/A"},{"$error":"#N/A"},{"$error":"#N/A"},{"$error":"#N/A"},{"$error":"#N/A"},{"$error":"#N/A"},4358.8,{"$error":"#N/A"},{"$error":"#N/A"},{"$f":"(P6+P8)/2","v":{"$error":"#N/A"}},{"$error":"#N/A"},{"$f":"(R6+R8)/2","v":{"$error":"#N/A"}},{"$error":"#N/A"},null,{"$f":"(U6+U8)/2","v":-98.5},{"$error":"#N/A"},{"$error":"#N/A"},{"$error":"#N/A"},{"$error":"#N/A"},{"$error":"#N/A"},{"$error":"#N/A"},4358.8,{"$error":"#N/A"},{"$error":"#N/A"},{"$f":"(AE6+AE8)/2","v":{"$error":"#N/A"}},{"$error":"#N/A"},{"$error":"#N/A"},{"$error":"#N/A"}]
[null,null,null,null,{"$f":"F8/Language!$C$11+Language!$C$10","v":-144.4},-98,{"$error":"#N/A"},{"$error":"#N/A"},{"$error":"#N/A"},{"$error":"#N/A"},{"$error":"#N/A"},{"$error":"#N/A"},4554.8999999999996,{"$error":"#N/A"},{"$error":"#N/A"},{"$error":"#N/A"},{"$error":"#N/A"},{"$error":"#N/A"},{"$error":"#N/A"},null,-98,{"$error":"#N/A"},{"$error":"#N/A"},{"$error":"#N/A"},{"$error":"#N/A"},{"$error":"#N/A"},{"$error":"#N/A"},4554.8999999999996,{"$error":"#N/A"},{"$error":"#N/A"},{"$error":"#N/A"},{"$error":"#N/A"},{"$error":"#N/A"},{"$error":"#N/A"}]
[null,null,null,null,{"$f":"F9/Language!$C$11+Language!$C$10","v":-143.5},{"$f":"(F8+F10)/2","v":-97.5},{"$error":"#N/A"},{"$error":"#N/A"},{"$error":"#N/A"},{"$error":"#N/A"},{"$error":"#N/A"},{"$error":"#N/A"},4758.3999999999996,{"$error":"#N/A"},{"$error":"#N/A"},{"$f":"(P8+P10)/2","v":{"$error":"#N/A"}},{"$error":"#N/A"},{"$error":"#N/A"},{"$error":"#N/A"},null,{"$f":"(U8+U10)/2","v":-97.5},{"$error":"#N/A"},{"$error":"#N/A"},{"$error":"#N/A"},{"$error":"#N/A"},{"$error":"#N/A"},{"$error":"#N/A"},4758.3999999999996,{"$error":"#N/A"},{"$error":"#N/A"},{"$f":"(AE8+AE10)/2","v":{"$error":"#N/A"}},{"$error":"#N/A"},{"$error":"#N/A"},{"$error":"#N/A"}]
[null,null,null,null,{"$f":"F10/Language!$C$11+Language!$C$10","v":-142.6},-97,{"$error":"#N/A"},{"$error":"#N/A"},{"$error":"#N/A"},{"$error":"#N/A"},{"$error":"#N/A"},{"$error":"#N/A"},4969.6000000000004,{"$error":"#N/A"},{"$error":"#N/A"},{"$error":"#N/A"},{"$f":"(Q9+Q11)/2","v":{"$error":"#N/A"}},{"$error":"#N/A"},{"$error":"#N/A"},null,-97,{"$error":"#N/A"},{"$error":"#N/A"},{"$error":"#N/A"},{"$error":"#N/A"},{"$error":"#N/A"},{"$error":"#N/A"},4969.6000000000004,{"$error":"#N/A"},{"$error":"#N/A"},{"$error":"#N/A"},{"$f":"(AF9+AF11)/2","v":{"$error":"#N/A"}},{"$error":"#N/A"},{"$error":"#N/A"}]
[null,null,null,null,{"$f":"F11/Language!$C$11+Language!$C$10","v":-141.69999999999999},{"$f":"(F10+F12)/2","v":-96.5},{"$error":"#N/A"},{"$error":"#N/A"},{"$error":"#N/A"},{"$error":"#N/A"},{"$error":"#N/A"},{"$error":"#N/A"},5188.7,{"$error":"#N/A"},{"$error":"#N/A"},{"$f":"(P10+P12)/2","v":{"$error":"#N/A"}},{"$error":"#N/A"},{"$error":"#N/A"},{"$error":"#N/A"},null,{"$f":"(U10+U12)/2","v":-96.5},{"$error":"#N/A"},{"$error":"#N/A"},{"$error":"#N/A"},{"$error":"#N/A"},{"$error":"#N/A"},{"$error":"#N/A"},5188.7,{"$error":"#N/A"},{"$error":"#N/A"},{"$f":"(AE10+AE12)/2","v":{"$error":"#N/A"}},{"$error":"#N/A"},{"$error":"#N/A"},{"$error":"#N/A"}]
[null,null,null,null,{"$f":"F12/Language!$C$11+Language!$C$10","v":-140.79999999999998},-96,{"$error":"#N/A"},{"$error":"#N/A"},{"$error":"#N/A"},{"$error":"#N/A"},{"$error":"#N/A"},{"$error":"#N/A"},5415.9,{"$error":"#N/A"},{"$error":"#N/A"},{"$error":"#N/A"},{"$f":"(Q11+Q13)/2","v":{"$error":"#N/A"}},{"$error":"#N/A"},{"$error":"#N/A"},null,-96,{"$error":"#N/A"},{"$error":"#N/A"},{"$error":"#N/A"},{"$error":"#N/A"},{"$error":"#N/A"},{"$error":"#N/A"},5415.9,{"$error":"#N/A"},{"$error":"#N/A"},{"$error":"#N/A"},{"$f":"(AF11+AF13)/2","v":{"$error":"#N/A"}},{"$error":"#N/A"},{"$error":"#N/A"}]
[null,null,null,null,{"$f":"F13/Language!$C$11+Language!$C$10","v":-139.9},{"$f":"(F12+F14)/2","v":-95.5},{"$error":"#N/A"},{"$error":"#N/A"},{"$error":"#N/A"},{"$error":"#N/A"},{"$error":"#N/A"},{"$error":"#N/A"},5651.5,{"$error":"#N/A"},{"$error":"#N/A"},{"$f":"(P12+P14)/2","v":{"$error":"#N/A"}},{"$error":"#N/A"},{"$error":"#N/A"},{"$error":"#N/A"},null,{"$f":"(U12+U14)/2","v":-95.5},{"$error":"#N/A"},{"$error":"#N/A"},{"$error":"#N/A"},{"$error":"#N/A"},{"$error":"#N/A"},{"$error":"#N/A"},5651.5,{"$error":"#N/A"},{"$error":"#N/A"},{"$f":"(AE12+AE14)/2","v":{"$error":"#N/A"}},{"$error":"#N/A"},{"$error":"#N/A"},{"$error":"#N/A"}]
[null,null,null,null,{"$f":"F14/Language!$C$11+Language!$C$10","v":-139},-95,{"$error":"#N/A"},{"$error":"#N/A"},{"$error":"#N/A"},{"$error":"#N/A"},{"$error":"#N/A"},{"$error":"#N/A"},5895.7,{"$error":"#N/A"},{"$error":"#N/A"},{"$error":"#N/A"},{"$error":"#N/A"},{"$error":"#N/A"},{"$error":"#N/A"},null,-95,{"$error":"#N/A"},{"$error":"#N/A"},{"$error":"#N/A"},{"$error":"#N/A"},{"$error":"#N/A"},{"$error":"#N/A"},5895.7,{"$error":"#N/A"},{"$error":"#N/A"},{"$error":"#N/A"},{"$error":"#N/A"},{"$error":"#N/A"},{"$error":"#N/A"}]
[null,null,null,null,{"$f":"F15/Language!$C$11+Language!$C$10","v":-138.1},{"$f":"(F14+F16)/2","v":-94.5},{"$error":"#N/A"},{"$error":"#N/A"},{"$error":"#N/A"},{"$error":"#N/A"},{"$error":"#N/A"},{"$error":"#N/A"},6148.7,{"$error":"#N/A"},{"$error":"#N/A"},{"$f":"(P14+P16)/2","v":{"$error":"#N/A"}},{"$error":"#N/A"},{"$f":"(R14+R16)/2","v":{"$error":"#N/A"}},{"$error":"#N/A"},null,{"$f":"(U14+U16)/2","v":-94.5},{"$error":"#N/A"},{"$error":"#N/A"},{"$error":"#N/A"},{"$error":"#N/A"},{"$error":"#N/A"},{"$error":"#N/A"},6148.7,{"$error":"#N/A"},{"$error":"#N/A"},{"$error":"#N/A"},{"$error":"#N/A"},{"$error":"#N/A"},{"$error":"#N/A"}]
[null,null,null,null,{"$f":"F16/Language!$C$11+Language!$C$10","v":-137.19999999999999},-94,{"$error":"#N/A"},{"$error":"#N/A"},{"$error":"#N/A"},{"$error":"#N/A"},{"$error":"#N/A"},{"$error":"#N/A"},6410.9,{"$error":"#N/A"},{"$error":"#N/A"},{"$error":"#N/A"},{"$error":"#N/A"},{"$error":"#N/A"},{"$error":"#N/A"},null,-94,{"$error":"#N/A"},{"$error":"#N/A"},{"$error":"#N/A"},{"$error":"#N/A"},{"$error":"#N/A"},{"$error":"#N/A"},6410.9,{"$error":"#N/A"},{"$error":"#N/A"},{"$error":"#N/A"},{"$error":"#N/A"},{"$error":"#N/A"},{"$error":"#N/A"}]
[null,null,null,null,{"$f":"F17/Language!$C$11+Language!$C$10","v":-136.29999999999998},{"$f":"(F16+F18)/2","v":-93.5},{"$error":"#N/A"},{"$error":"#N/A"},{"$error":"#N/A"},{"$error":"#N/A"},{"$error":"#N/A"},{"$error":"#N/A"},6682.4,{"$error":"#N/A"},{"$error":"#N/A"},{"$f":"(P16+P18)/2","v":{"$error":"#N/A"}},{"$error":"#N/A"},{"$f":"(R16+R18)/2","v":{"$error":"#N/A"}},{"$error":"#N/A"},null,{"$f":"(U16+U18)/2","v":-93.5},{"$error":"#N/A"},{"$error":"#N/A"},{"$error":"#N/A"},{"$error":"#N/A"},{"$error":"#N/A"},{"$error":"#N/A"},6682.4,{"$error":"#N/A"},{"$error":"#N/A"},{"$error":"#N/A"},{"$error":"#N/A"},{"$error":"#N/A"},{"$error":"#N/A"}]
[null,null,null,null,{"$f":"F18/Language!$C$11+Language!$C$10","v":-135.4},-93,{"$error":"#N/A"},{"$error":"#N/A"},{"$error":"#N/A"},{"$error":"#N/A"},{"$error":"#N/A"},{"$error":"#N/A"},6963.6,{"$error":"#N/A"},{"$error":"#N/A"},{"$error":"#N/A"},{"$error":"#N/A"},{"$error":"#N/A"},{"$error":"#N/A"},null,-93,{"$error":"#N/A"},{"$error":"#N/A"},{"$error":"#N/A"},{"$error":"#N/A"},{"$error":"#N/A"},{"$error":"#N/A"},6963.6,{"$error":"#N/A"},{"$error":"#N/A"},{"$error":"#N/A"},{"$error":"#N/A"},{"$error":"#N/A"},{"$error":"#N/A"}]
[null,null,null,null,{"$f":"F19/Language!$C$11+Language!$C$10","v":-134.5},{"$f":"(F18+F20)/2","v":-92.5},{"$error":"#N/A"},{"$error":"#N/A"},{"$error":"#N/A"},{"$error":"#N/A"},{"$error":"#N/A"},{"$error":"#N/A"},7254.7,{"$error":"#N/A"},{"$error":"#N/A"},{"$f":"(P18+P20)/2","v":{"$error":"#N/A"}},{"$error":"#N/A"},{"$error":"#N/A"},{"$error":"#N/A"},null,{"$f":"(U18+U20)/2","v":-92.5},{"$error":"#N/A"},{"$error":"#N/A"},{"$error":"#N/A"},{"$error":"#N/A"},{"$error":"#N/A"},{"$error":"#N/A"},7254.7,{"$error":"#N/A"},{"$error":"#N/A"},{"$error":"#N/A"},{"$error":"#N/A"},{"$error":"#N/A"},{"$error":"#N/A"}]
[null,null,null,null,{"$f":"F20/Language!$C$11+Language!$C$10","v":-133.6},-92,{"$error":"#N/A"},{"$error":"#N/A"},{"$error":"#N/A"},{"$error":"#N/A"},{"$error":"#N/A"},{"$error":"#N/A"},7556,{"$error":"#N/A"},{"$error":"#N/A"},{"$error":"#N/A"},{"$f":"(Q19+Q21)/2","v":{"$error":"#N/A"}},{"$error":"#N/A"},{"$error":"#N/A"},null,-92,{"$error":"#N/A"},{"$error":"#N/A"},{"$error":"#N/A"},{"$error":"#N/A"},{"$error":"#N/A"},{"$error":"#N/A"},7556,{"$error":"#N/A"},{"$error":"#N/A"},{"$error":"#N/A"},{"$f":"(AF19+AF21)/2","v":{"$error":"#N/A"}},{"$error":"#N/A"},{"$error":"#N/A"}]
[null,null,null,null,{"$f":"F21/Language!$C$11+Language!$C$10","v":-132.69999999999999},{"$f":"(F20+F22)/2","v":-91.5},{"$error":"#N/A"},{"$error":"#N/A"},{"$error":"#N/A"},{"$error":"#N/A"},{"$error":"#N/A"},{"$error":"#N/A"},7867.8,{"$error":"#N/A"},{"$error":"#N/A"},{"$f":"(P20+P22)/2","v":{"$error":"#N/A"}},{"$error":"#N/A"},{"$error":"#N/A"},{"$error":"#N/A"},null,{"$f":"(U20+U22)/2","v":-91.5},{"$error":"#N/A"},{"$error":"#N/A"},{"$error":"#N/A"},{"$error":"#N/A"},{"$error":"#N/A"},{"$error":"#N/A"},7867.8,{"$error":"#N/A"},{"$error":"#N/A"},{"$error":"#N/A"},{"$error":"#N/A"},{"$error":"#N/A"},{"$error":"#N/A"}]
[null,null,null,null,{"$f":"F22/Language!$C$11+Language!$C$10","v":-131.79999999999998},-91,{"$error":"#N/A"},{"$error":"#N/A"},{"$error":"#N/A"},{"$error":"#N/A"},{"$error":"#N/A"},{"$error":"#N/A"},8190.3,{"$error":"#N/A"},{"$error":"#N/A"},{"$error":"#N/A"},{"$f":"(Q21+Q23)/2","v":{"$error":"#N/A"}},{"$error":"#N/A"},{"$error":"#N/A"},null,-91,{"$error":"#N/A"},{"$error":"#N/A"},{"$error":"#N/A"},{"$error":"#N/A"},{"$error":"#N/A"},{"$error":"#N/A"},8190.3,{"$error":"#N/A"},{"$error":"#N/A"},{"$error":"#N/A"},{"$f":"(AF21+AF23)/2","v":{"$error":"#N/A"}},{"$error":"#N/A"},{"$error":"#N/A"}]
[null,null,null,null,{"$f":"F23/Language!$C$11+Language!$C$10","v":-130.9},{"$f":"(F22+F24)/2","v":-90.5},{"$error":"#N/A"},{"$error":"#N/A"},{"$error":"#N/A"},{"$error":"#N/A"},{"$error":"#N/A"},{"$error":"#N/A"},8523.7999999999993,{"$error":"#N/A"},{"$error":"#N/A"},{"$f":"(P22+P24)/2","v":{"$error":"#N/A"}},{"$error":"#N/A"},{"$error":"#N/A"},{"$error":"#N/A"},null,{"$f":"(U22+U24)/2","v":-90.5},{"$error":"#N/A"},{"$error":"#N/A"},{"$error":"#N/A"},{"$error":"#N/A"},{"$error":"#N/A"},{"$error":"#N/A"},8523.7999999999993,{"$error":"#N/A"},{"$error":"#N/A"},{"$error":"#N/A"},{"$error":"#N/A"},{"$error":"#N/A"},{"$error":"#N/A"}]
[null,null,null,null,{"$f":"F24/Language!$C$11+Language!$C$10","v":-130},-90,{"$error":"#N/A"},{"$error":"#N/A"},{"$error":"#N/A"},{"$error":"#N/A"},{"$error":"#N/A"},{"$error":"#N/A"},8868.7000000000007,{"$error":"#N/A"},{"$error":"#N/A"},{"$error":"#N/A"},{"$error":"#N/A"},{"$error":"#N/A"},{"$error":"#N/A"},null,-90,{"$error":"#N/A"},{"$error":"#N/A"},{"$error":"#N/A"},{"$error":"#N/A"},{"$error":"#N/A"},{"$error":"#N/A"},8868.7000000000007,{"$error":"#N/A"},{"$error":"#N/A"},{"$error":"#N/A"},{"$error":"#N/A"},{"$error":"#N/A"},{"$error":"#N/A"}]
[null,null,null,null,{"$f":"F25/Language!$C$11+Language!$C$10","v":-129.1},{"$f":"(F24+F26)/2","v":-89.5},{"$error":"#N/A"},{"$error":"#N/A"},{"$error":"#N/A"},{"$error":"#N/A"},{"$error":"#N/A"},{"$error":"#N/A"},9225.2000000000007,{"$error":"#N/A"},{"$error":"#N/A"},{"$f":"(P24+P26)/2","v":{"$error":"#N/A"}},{"$error":"#N/A"},{"$f":"(R24+R26)/2","v":{"$error":"#N/A"}},{"$error":"#N/A"},null,{"$f":"(U24+U26)/2","v":-89.5},{"$error":"#N/A"},{"$error":"#N/A"},{"$error":"#N/A"},{"$error":"#N/A"},{"$error":"#N/A"},{"$error":"#N/A"},9225.2000000000007,{"$error":"#N/A"},{"$error":"#N/A"},{"$error":"#N/A"},{"$error":"#N/A"},{"$error":"#N/A"},{"$error":"#N/A"}]
[null,null,null,null,{"$f":"F26/Language!$C$11+Language!$C$10","v":-128.19999999999999},-89,{"$error":"#N/A"},{"$error":"#N/A"},{"$error":"#N/A"},{"$error":"#N/A"},{"$error":"#N/A"},{"$error":"#N/A"},9593.7000000000007,{"$error":"#N/A"},{"$error":"#N/A"},{"$error":"#N/A"},{"$error":"#N/A"},{"$error":"#N/A"},{"$error":"#N/A"},null,-89,{"$error":"#N/A"},{"$error":"#N/A"},{"$error":"#N/A"},{"$error":"#N/A"},{"$error":"#N/A"},{"$error":"#N/A"},9593.7000000000007,{"$error":"#N/A"},{"$error":"#N/A"},{"$error":"#N/A"},{"$error":"#N/A"},{"$error":"#N/A"},{"$error":"#N/A"}]
[null,null,null,null,{"$f":"F27/Language!$C$11+Language!$C$10","v":-127.29999999999998},{"$f":"(F26+F28)/2","v":-88.5},{"$error":"#N/A"},{"$error":"#N/A"},{"$error":"#N/A"},{"$error":"#N/A"},{"$error":"#N/A"},{"$error":"#N/A"},9974.5,{"$error":"#N/A"},{"$error":"#N/A"},{"$f":"(P26+P28)/2","v":{"$error":"#N/A"}},{"$error":"#N/A"},{"$f":"(R26+R28)/2","v":{"$error":"#N/A"}},{"$error":"#N/A"},null,{"$f":"(U26+U28)/2","v":-88.5},{"$error":"#N/A"},{"$error":"#N/A"},{"$error":"#N/A"},{"$error":"#N/A"},{"$error":"#N/A"},{"$error":"#N/A"},9974.5,{"$error":"#N/A"},{"$error":"#N/A"},{"$error":"#N/A"},{"$error":"#N/A"},{"$error":"#N/A"},{"$error":"#N/A"}]
[null,null,null,null,{"$f":"F28/Language!$C$11+Language!$C$10","v":-126.4},-88,{"$error":"#N/A"},{"$error":"#N/A"},{"$error":"#N/A"},{"$error":"#N/A"},{"$error":"#N/A"},{"$error":"#N/A"},10368,{"$error":"#N/A"},{"$error":"#N/A"},{"$error":"#N/A"},{"$error":"#N/A"},{"$error":"#N/A"},{"$error":"#N/A"},null,-88,{"$error":"#N/A"},{"$error":"#N/A"},{"$error":"#N/A"},{"$error":"#N/A"},{"$error":"#N/A"},{"$error":"#N/A"},10368,{"$error":"#N/A"},{"$error":"#N/A"},{"$error":"#N/A"},{"$error":"#N/A"},{"$error":"#N/A"},{"$error":"#N/A"}]
[null,null,null,null,{"$f":"F29/Language!$C$11+Language!$C$10","v":-125.5},{"$f":"(F28+F30)/2","v":-87.5},{"$error":"#N/A"},{"$error":"#N/A"},{"$error":"#N/A"},{"$error":"#N/A"},{"$error":"#N/A"},{"$error":"#N/A"},10774,{"$error":"#N/A"},{"$error":"#N/A"},{"$f":"(P28+P30)/2","v":{"$error":"#N/A"}},{"$error":"#N/A"},{"$error":"#N/A"},{"$error":"#N/A"},null,{"$f":"(U28+U30)/2","v":-87.5},{"$error":"#N/A"},{"$error":"#N/A"},{"$error":"#N/A"},{"$error":"#N/A"},{"$error":"#N/A"},{"$error":"#N/A"},10774,{"$error":"#N/A"},{"$error":"#N/A"},{"$error":"#N/A"},{"$error":"#N/A"},{"$error":"#N/A"},{"$error":"#N/A"}]
[null,null,null,null,{"$f":"F30/Language!$C$11+Language!$C$10","v":-124.6},-87,{"$error":"#N/A"},{"$error":"#N/A"},{"$error":"#N/A"},{"$error":"#N/A"},{"$error":"#N/A"},{"$error":"#N/A"},11194,{"$error":"#N/A"},{"$error":"#N/A"},{"$error":"#N/A"},{"$f":"(Q29+Q31)/2","v":{"$error":"#N/A"}},{"$error":"#N/A"},{"$error":"#N/A"},null,-87,{"$error":"#N/A"},{"$error":"#N/A"},{"$error":"#N/A"},{"$error":"#N/A"},{"$error":"#N/A"},{"$error":"#N/A"},11194,{"$error":"#N/A"},{"$error":"#N/A"},{"$error":"#N/A"},{"$f":"(AF29+AF31)/2","v":{"$error":"#N/A"}},{"$error":"#N/A"},{"$error":"#N/A"}]
[null,null,null,null,{"$f":"F31/Language!$C$11+Language!$C$10","v":-123.69999999999999},{"$f":"(F30+F32)/2","v":-86.5},{"$error":"#N/A"},{"$error":"#N/A"},{"$error":"#N/A"},{"$error":"#N/A"},{"$error":"#N/A"},{"$error":"#N/A"},11627,{"$error":"#N/A"},{"$error":"#N/A"},{"$f":"(P30+P32)/2","v":{"$error":"#N/A"}},{"$error":"#N/A"},{"$error":"#N/A"},{"$error":"#N/A"},null,{"$f":"(U30+U32)/2","v":-86.5},{"$error":"#N/A"},{"$error":"#N/A"},{"$error":"#N/A"},{"$error":"#N/A"},{"$error":"#N/A"},{"$error":"#N/A"},11627,{"$error":"#N/A"},{"$error":"#N/A"},{"$error":"#N/A"},{"$error":"#N/A"},{"$error":"#N/A"},{"$error":"#N/A"}]
[null,null,null,null,{"$f":"F32/Language!$C$11+Language!$C$10","v":-122.79999999999998},-86,{"$error":"#N/A"},{"$error":"#N/A"},{"$error":"#N/A"},{"$error":"#N/A"},{"$error":"#N/A"},{"$error":"#N/A"},12073,{"$error":"#N/A"},{"$error":"#N/A"},{"$error":"#N/A"},{"$f":"(Q31+Q33)/2","v":{"$error":"#N/A"}},{"$error":"#N/A"},{"$error":"#N/A"},null,-86,{"$error":"#N/A"},{"$error":"#N/A"},{"$error":"#N/A"},{"$error":"#N/A"},{"$error":"#N/A"},{"$error":"#N/A"},12073,{"$error":"#N/A"},{"$error":"#N/A"},{"$error":"#N/A"},{"$f":"(AF31+AF33)/2","v":{"$error":"#N/A"}},{"$error":"#N/A"},{"$error":"#N/A"}]
[null,null,null,null,{"$f":"F33/Language!$C$11+Language!$C$10","v":-121.9},{"$f":"(F32+F34)/2","v":-85.5},{"$error":"#N/A"},{"$error":"#N/A"},{"$error":"#N/A"},{"$error":"#N/A"},{"$error":"#N/A"},{"$error":"#N/A"},12535,{"$error":"#N/A"},{"$error":"#N/A"},{"$f":"(P32+P34)/2","v":{"$error":"#N/A"}},{"$error":"#N/A"},{"$error":"#N/A"},{"$error":"#N/A"},null,{"$f":"(U32+U34)/2","v":-85.5},{"$error":"#N/A"},{"$error":"#N/A"},{"$error":"#N/A"},{"$error":"#N/A"},{"$error":"#N/A"},{"$error":"#N/A"},12535,{"$error":"#N/A"},{"$error":"#N/A"},{"$error":"#N/A"},{"$error":"#N/A"},{"$error":"#N/A"},{"$error":"#N/A"}]
[null,null,null,null,{"$f":"F34/Language!$C$11+Language!$C$10","v":-121},-85,{"$error":"#N/A"},{"$error":"#N/A"},{"$error":"#N/A"},{"$error":"#N/A"},{"$error":"#N/A"},{"$error":"#N/A"},13011,{"$error":"#N/A"},{"$error":"#N/A"},{"$error":"#N/A"},{"$error":"#N/A"},{"$error":"#N/A"},{"$error":"#N/A"},null,-85,{"$error":"#N/A"},{"$error":"#N/A"},{"$error":"#N/A"},{"$error":"#N/A"},{"$error":"#N/A"},{"$error":"#N/A"},13011,{"$error":"#N/A"},{"$error":"#N/A"},{"$error":"#N/A"},{"$error":"#N/A"},{"$error":"#N/A"},{"$error":"#N/A"}]
[null,null,null,null,{"$f":"F35/Language!$C$11+Language!$C$10","v":-120.1},{"$f":"(F34+F36)/2","v":-84.5},{"$error":"#N/A"},{"$error":"#N/A"},{"$error":"#N/A"},{"$error":"#N/A"},{"$error":"#N/A"},{"$error":"#N/A"},13501,{"$error":"#N/A"},{"$error":"#N/A"},{"$f":"(P34+P36)/2","v":{"$error":"#N/A"}},{"$error":"#N/A"},{"$f":"(R34+R36)/2","v":{"$error":"#N/A"}},{"$error":"#N/A"},null,{"$f":"(U34+U36)/2","v":-84.5},{"$error":"#N/A"},{"$error":"#N/A"},{"$error":"#N/A"},{"$error":"#N/A"},{"$error":"#N/A"},{"$error":"#N/A"},13501,{"$error":"#N/A"},{"$error":"#N/A"},{"$error":"#N/A"},{"$error":"#N/A"},{"$error":"#N/A"},{"$error":"#N/A"}]
[null,null,null,null,{"$f":"F36/Language!$C$11+Language!$C$10","v":-119.19999999999999},-84,{"$error":"#N/A"},{"$error":"#N/A"},{"$error":"#N/A"},{"$error":"#N/A"},{"$error":"#N/A"},{"$error":"#N/A"},14007,{"$error":"#N/A"},{"$error":"#N/A"},{"$error":"#N/A"},{"$error":"#N/A"},{"$error":"#N/A"},{"$error":"#N/A"},null,-84,{"$error":"#N/A"},{"$error":"#N/A"},{"$error":"#N/A"},{"$error":"#N/A"},{"$error":"#N/A"},{"$error":"#N/A"},14007,{"$error":"#N/A"},{"$error":"#N/A"},{"$error":"#N/A"},{"$error":"#N/A"},{"$error":"#N/A"},{"$error":"#N/A"}]
[null,null,null,null,{"$f":"F37/Language!$C$11+Language!$C$10","v":-118.29999999999998},{"$f":"(F36+F38)/2","v":-83.5},{"$error":"#N/A"},{"$error":"#N/A"},{"$error":"#N/A"},{"$error":"#N/A"},{"$error":"#N/A"},{"$error":"#N/A"},14529,{"$error":"#N/A"},{"$error":"#N/A"},{"$f":"(P36+P38)/2","v":{"$error":"#N/A"}},{"$error":"#N/A"},{"$f":"(R36+R38)/2","v":{"$error":"#N/A"}},{"$error":"#N/A"},null,{"$f":"(U36+U38)/2","v":-83.5},{"$error":"#N/A"},{"$error":"#N/A"},{"$error":"#N/A"},{"$error":"#N/A"},{"$error":"#N/A"},{"$error":"#N/A"},14529,{"$error":"#N/A"},{"$error":"#N/A"},{"$error":"#N/A"},{"$error":"#N/A"},{"$error":"#N/A"},{"$error":"#N/A"}]
[null,null,null,null,{"$f":"F38/Language!$C$11+Language!$C$10","v":-117.4},-83,{"$error":"#N/A"},{"$error":"#N/A"},{"$error":"#N/A"},{"$error":"#N/A"},{"$error":"#N/A"},{"$error":"#N/A"},15067,{"$error":"#N/A"},{"$error":"#N/A"},{"$error":"#N/A"},{"$error":"#N/A"},{"$error":"#N/A"},{"$error":"#N/A"},null,-83,{"$error":"#N/A"},{"$error":"#N/A"},{"$error":"#N/A"},{"$error":"#N/A"},{"$error":"#N/A"},{"$error":"#N/A"},15067,{"$error":"#N/A"},{"$error":"#N/A"},{"$error":"#N/A"},{"$error":"#N/A"},{"$error":"#N/A"},{"$error":"#N/A"}]
[null,null,null,null,{"$f":"F39/Language!$C$11+Language!$C$10","v":-116.5},{"$f":"(F38+F40)/2","v":-82.5},{"$error":"#N/A"},{"$error":"#N/A"},{"$error":"#N/A"},{"$error":"#N/A"},{"$error":"#N/A"},{"$error":"#N/A"},15622,{"$error":"#N/A"},{"$error":"#N/A"},{"$f":"(P38+P40)/2","v":{"$error":"#N/A"}},{"$error":"#N/A"},{"$error":"#N/A"},{"$error":"#N/A"},null,{"$f":"(U38+U40)/2","v":-82.5},{"$error":"#N/A"},{"$error":"#N/A"},{"$error":"#N/A"},{"$error":"#N/A"},{"$error":"#N/A"},{"$error":"#N/A"},15622,{"$error":"#N/A"},{"$error":"#N/A"},{"$error":"#N/A"},{"$error":"#N/A"},{"$error":"#N/A"},{"$error":"#N/A"}]
[null,null,null,null,{"$f":"F40/Language!$C$11+Language!$C$10","v":-115.6},-82,{"$error":"#N/A"},{"$error":"#N/A"},{"$error":"#N/A"},{"$error":"#N/A"},{"$error":"#N/A"},{"$error":"#N/A"},16193,{"$error":"#N/A"},{"$error":"#N/A"},{"$error":"#N/A"},{"$f":"(Q39+Q41)/2","v":{"$error":"#N/A"}},{"$error":"#N/A"},{"$error":"#N/A"},null,-82,{"$error":"#N/A"},{"$error":"#N/A"},{"$error":"#N/A"},{"$error":"#N/A"},{"$error":"#N/A"},{"$error":"#N/A"},16193,{"$error":"#N/A"},{"$error":"#N/A"},{"$error":"#N/A"},{"$f":"(AF39+AF41)/2","v":{"$error":"#N/A"}},{"$error":"#N/A"},{"$error":"#N/A"}]
[null,null,null,null,{"$f":"F41/Language!$C$11+Language!$C$10","v":-114.69999999999999},{"$f":"(F40+F42)/2","v":-81.5},{"$error":"#N/A"},{"$error":"#N/A"},{"$error":"#N/A"},{"$error":"#N/A"},{"$error":"#N/A"},{"$error":"#N/A"},16781,{"$error":"#N/A"},{"$error":"#N/A"},{"$f":"(P40+P42)/2","v":{"$error":"#N/A"}},{"$error":"#N/A"},{"$error":"#N/A"},{"$error":"#N/A"},null,{"$f":"(U40+U42)/2","v":-81.5},{"$error":"#N/A"},{"$error":"#N/A"},{"$error":"#N/A"},{"$error":"#N/A"},{"$error":"#N/A"},{"$error":"#N/A"},16781,{"$error":"#N/A"},{"$error":"#N/A"},{"$error":"#N/A"},{"$error":"#N/A"},{"$error":"#N/A"},{"$error":"#N/A"}]
[null,null,null,null,{"$f":"F42/Language!$C$11+Language!$C$10","v":-113.79999999999998},-81,{"$error":"#N/A"},{"$error":"#N/A"},{"$error":"#N/A"},{"$error":"#N/A"},{"$error":"#N/A"},{"$error":"#N/A"},17387,{"$error":"#N/A"},{"$error":"#N/A"},{"$error":"#N/A"},{"$f":"(Q41+Q43)/2","v":{"$error":"#N/A"}},{"$error":"#N/A"},{"$error":"#N/A"},null,-81,{"$error":"#N/A"},{"$error":"#N/A"},{"$error":"#N/A"},{"$error":"#N/A"},{"$error":"#N/A"},{"$error":"#N/A"},17387,{"$error":"#N/A"},{"$error":"#N/A"},{"$error":"#N/A"},{"$f":"(AF41+AF43)/2","v":{"$error":"#N/A"}},{"$error":"#N/A"},{"$error":"#N/A"}]
[null,null,null,null,{"$f":"F43/Language!$C$11+Language!$C$10","v":-112.9},{"$f":"(F42+F44)/2","v":-80.5},{"$error":"#N/A"},{"$error":"#N/A"},{"$error":"#N/A"},{"$error":"#N/A"},{"$error":"#N/A"},{"$error":"#N/A"},18011,{"$error":"#N/A"},{"$error":"#N/A"},{"$f":"(P42+P44)/2","v":{"$error":"#N/A"}},{"$error":"#N/A"},{"$error":"#N/A"},{"$error":"#N/A"},null,{"$f":"(U42+U44)/2","v":-80.5},{"$error":"#N/A"},{"$error":"#N/A"},{"$error":"#N/A"},{"$error":"#N/A"},{"$error":"#N/A"},{"$error":"#N/A"},18011,{"$error":"#N/A"},{"$error":"#N/A"},{"$error":"#N/A"},{"$error":"#N/A"},{"$error":"#N/A"},{"$error":"#N/A"}]
[null,null,null,null,{"$f":"F44/Language!$C$11+Language!$C$10","v":-112},-80,{"$error":"#N/A"},{"$error":"#N/A"},{"$error":"#N/A"},{"$error":"#N/A"},{"$error":"#N/A"},{"$error":"#N/A"},18654,{"$error":"#N/A"},{"$error":"#N/A"},{"$error":"#N/A"},{"$error":"#N/A"},{"$error":"#N/A"},{"$error":"#N/A"},null,-80,{"$error":"#N/A"},{"$error":"#N/A"},{"$error":"#N/A"},{"$error":"#N/A"},{"$error":"#N/A"},{"$error":"#N/A"},18654,{"$error":"#N/A"},{"$error":"#N/A"},{"$error":"#N/A"},{"$error":"#N/A"},{"$error":"#N/A"},{"$error":"#N/A"}]
[null,null,null,null,{"$f":"F45/Language!$C$11+Language!$C$10","v":-111.1},{"$f":"(F44+F46)/2","v":-79.5},{"$error":"#N/A"},{"$error":"#N/A"},{"$error":"#N/A"},{"$error":"#N/A"},{"$error":"#N/A"},{"$error":"#N/A"},19315,{"$error":"#N/A"},{"$error":"#N/A"},{"$error":"#N/A"},{"$error":"#N/A"},{"$f":"(R44+R46)/2","v":{"$error":"#N/A"}},{"$error":"#N/A"},null,{"$f":"(U44+U46)/2","v":-79.5},{"$error":"#N/A"},{"$error":"#N/A"},{"$error":"#N/A"},{"$error":"#N/A"},{"$error":"#N/A"},{"$error":"#N/A"},19315,{"$error":"#N/A"},{"$error":"#N/A"},{"$error":"#N/A"},{"$error":"#N/A"},{"$error":"#N/A"},{"$error":"#N/A"}]
[null,null,null,null,{"$f":"F46/Language!$C$11+Language!$C$10","v":-110.19999999999999},-79,{"$error":"#N/A"},{"$error":"#N/A"},{"$error":"#N/A"},{"$error":"#N/A"},{"$error":"#N/A"},{"$error":"#N/A"},19996,{"$error":"#N/A"},{"$error":"#N/A"},{"$error":"#N/A"},{"$error":"#N/A"},{"$error":"#N/A"},{"$error":"#N/A"},null,-79,{"$error":"#N/A"},{"$error":"#N/A"},{"$error":"#N/A"},{"$error":"#N/A"},{"$error":"#N/A"},{"$error":"#N/A"},19996,{"$error":"#N/A"},{"$error":"#N/A"},{"$error":"#N/A"},{"$error":"#N/A"},{"$error":"#N/A"},{"$error":"#N/A"}]
[null,null,null,null,{"$f":"F47/Language!$C$11+Language!$C$10","v":-109.29999999999998},{"$f":"(F46+F48)/2","v":-78.5},{"$error":"#N/A"},{"$error":"#N/A"},{"$error":"#N/A"},{"$error":"#N/A"},{"$error":"#N/A"},{"$error":"#N/A"},20697,{"$error":"#N/A"},{"$error":"#N/A"},{"$error":"#N/A"},{"$error":"#N/A"},{"$f":"(R46+R48)/2","v":{"$error":"#N/A"}},{"$error":"#N/A"},null,{"$f":"(U46+U48)/2","v":-78.5},{"$error":"#N/A"},{"$error":"#N/A"},{"$error":"#N/A"},{"$error":"#N/A"},{"$error":"#N/A"},{"$error":"#N/A"},20697,{"$error":"#N/A"},{"$error":"#N/A"},{"$error":"#N/A"},{"$error":"#N/A"},{"$error":"#N/A"},{"$error":"#N/A"}]
[null,null,null,null,{"$f":"F48/Language!$C$11+Language!$C$10","v":-108.4},-78,{"$error":"#N/A"},{"$error":"#N/A"},{"$error":"#N/A"},{"$error":"#N/A"},{"$error":"#N/A"},{"$error":"#N/A"},21417,{"$error":"#N/A"},{"$error":"#N/A"},{"$error":"#N/A"},{"$error":"#N/A"},{"$error":"#N/A"},{"$error":"#N/A"},null,-78,{"$error":"#N/A"},{"$error":"#N/A"},{"$error":"#N/A"},{"$error":"#N/A"},{"$error":"#N/A"},{"$error":"#N/A"},21417,{"$error":"#N/A"},{"$error":"#N/A"},{"$error":"#N/A"},{"$error":"#N/A"},{"$error":"#N/A"},{"$error":"#N/A"}]
[null,null,null,null,{"$f":"F49/Language!$C$11+Language!$C$10","v":-107.5},{"$f":"(F48+F50)/2","v":-77.5},{"$error":"#N/A"},{"$error":"#N/A"},{"$error":"#N/A"},{"$error":"#N/A"},{"$error":"#N/A"},{"$error":"#N/A"},22158,{"$error":"#N/A"},{"$error":"#N/A"},{"$error":"#N/A"},{"$error":"#N/A"},{"$error":"#N/A"},{"$error":"#N/A"},null,{"$f":"(U48+U50)/2","v":-77.5},{"$error":"#N/A"},{"$error":"#N/A"},{"$error":"#N/A"},{"$error":"#N/A"},{"$error":"#N/A"},{"$error":"#N/A"},22158,{"$error":"#N/A"},{"$error":"#N/A"},{"$error":"#N/A"},{"$error":"#N/A"},{"$error":"#N/A"},{"$error":"#N/A"}]
[null,null,null,null,{"$f":"F50/Language!$C$11+Language!$C$10","v":-106.6},-77,{"$error":"#N/A"},{"$error":"#N/A"},{"$error":"#N/A"},{"$error":"#N/A"},{"$error":"#N/A"},{"$error":"#N/A"},22921,{"$error":"#N/A"},{"$error":"#N/A"},{"$error":"#N/A"},{"$f":"(Q49+Q51)/2","v":{"$error":"#N/A"}},{"$error":"#N/A"},{"$error":"#N/A"},null,-77,{"$error":"#N/A"},{"$error":"#N/A"},{"$error":"#N/A"},{"$error":"#N/A"},{"$error":"#N/A"},{"$error":"#N/A"},22921,{"$error":"#N/A"},{"$error":"#N/A"},{"$error":"#N/A"},{"$f":"(AF49+AF51)/2","v":{"$error":"#N/A"}},{"$error":"#N/A"},{"$error":"#N/A"}]
[null,null,null,null,{"$f":"F51/Language!$C$11+Language!$C$10","v":-105.69999999999999},{"$f":"(F50+F52)/2","v":-76.5},{"$error":"#N/A"},{"$error":"#N/A"},{"$error":"#N/A"},{"$error":"#N/A"},{"$error":"#N/A"},{"$error":"#N/A"},23704,{"$error":"#N/A"},{"$error":"#N/A"},{"$error":"#N/A"},{"$error":"#N/A"},{"$error":"#N/A"},{"$error":"#N/A"},null,{"$f":"(U50+U52)/2","v":-76.5},{"$error":"#N/A"},{"$error":"#N/A"},{"$error":"#N/A"},{"$error":"#N/A"},{"$error":"#N/A"},{"$error":"#N/A"},23704,{"$error":"#N/A"},{"$error":"#N/A"},{"$error":"#N/A"},{"$error":"#N/A"},{"$error":"#N/A"},{"$error":"#N/A"}]
[null,null,null,null,{"$f":"F52/Language!$C$11+Language!$C$10","v":-104.79999999999998},-76,{"$error":"#N/A"},{"$error":"#N/A"},{"$error":"#N/A"},{"$error":"#N/A"},{"$error":"#N/A"},{"$error":"#N/A"},24510,{"$error":"#N/A"},{"$error":"#N/A"},{"$error":"#N/A"},{"$f":"(Q51+Q53)/2","v":{"$error":"#N/A"}},{"$error":"#N/A"},{"$error":"#N/A"},null,-76,{"$error":"#N/A"},{"$error":"#N/A"},{"$error":"#N/A"},{"$error":"#N/A"},{"$error":"#N/A"},{"$error":"#N/A"},24510,{"$error":"#N/A"},{"$error":"#N/A"},{"$error":"#N/A"},{"$f":"(AF51+AF53)/2","v":{"$error":"#N/A"}},{"$error":"#N/A"},{"$error":"#N/A"}]
[null,null,null,null,{"$f":"F53/Language!$C$11+Language!$C$10","v":-103.9},{"$f":"(F52+F54)/2","v":-75.5},{"$error":"#N/A"},{"$error":"#N/A"},{"$error":"#N/A"},{"$error":"#N/A"},{"$error":"#N/A"},{"$error":"#N/A"},25338,{"$error":"#N/A"},{"$error":"#N/A"},{"$error":"#N/A"},{"$error":"#N/A"},{"$error":"#N/A"},{"$error":"#N/A"},null,{"$f":"(U52+U54)/2","v":-75.5},{"$error":"#N/A"},{"$error":"#N/A"},{"$error":"#N/A"},{"$f":"(Y52+#REF!)/2","v":{"$error":"#N/A"}},{"$error":"#N/A"},{"$error":"#N/A"},25338,{"$error":"#N/A"},{"$error":"#N/A"},{"$error":"#N/A"},{"$error":"#N/A"},{"$error":"#N/A"},{"$error":"#N/A"}]
[null,null,null,null,{"$f":"F54/Language!$C$11+Language!$C$10","v":-103},-75,{"$error":"#N/A"},{"$error":"#N/A"},{"$error":"#N/A"},{"$error":"#N/A"},{"$error":"#N/A"},{"$error":"#N/A"},26189,{"$error":"#N/A"},{"$error":"#N/A"},{"$error":"#N/A"},{"$error":"#N/A"},{"$error":"#N/A"},{"$error":"#N/A"},null,-75,{"$error":"#N/A"},{"$error":"#N/A"},{"$error":"#N/A"},18797,21224.77,{"$error":"#N/A"},26189,{"$error":"#N/A"},{"$error":"#N/A"},{"$error":"#N/A"},{"$error":"#N/A"},{"$error":"#N/A"},{"$error":"#N/A"}]
[null,null,null,null,{"$f":"F55/Language!$C$11+Language!$C$10","v":-102.1},{"$f":"(F54+F56)/2","v":-74.5},{"$error":"#N/A"},{"$error":"#N/A"},{"$error":"#N/A"},{"$error":"#N/A"},{"$error":"#N/A"},{"$error":"#N/A"},27064,{"$error":"#N/A"},{"$error":"#N/A"},{"$error":"#N/A"},{"$error":"#N/A"},{"$f":"(R54+R56)/2","v":{"$error":"#N/A"}},{"$error":"#N/A"},null,{"$f":"(U54+U56)/2","v":-74.5},{"$error":"#N/A"},{"$error":"#N/A"},{"$error":"#N/A"},19440,21939.02,{"$error":"#N/A"},27064,{"$error":"#N/A"},{"$error":"#N/A"},{"$error":"#N/A"},{"$error":"#N/A"},{"$error":"#N/A"},{"$error":"#N/A"}]
[null,null,null,null,{"$f":"F56/Language!$C$11+Language!$C$10","v":-101.19999999999999},-74,{"$error":"#N/A"},{"$error":"#N/A"},{"$error":"#N/A"},{"$error":"#N/A"},{"$error":"#N/A"},{"$error":"#N/A"},27962,{"$error":"#N/A"},{"$error":"#N/A"},{"$error":"#N/A"},{"$error":"#N/A"},{"$error":"#N/A"},{"$error":"#N/A"},null,-74,{"$error":"#N/A"},{"$error":"#N/A"},{"$error":"#N/A"},20100,22653.27,{"$error":"#N/A"},27962,{"$error":"#N/A"},{"$error":"#N/A"},{"$error":"#N/A"},{"$error":"#N/A"},{"$error":"#N/A"},{"$error":"#N/A"}]
[null,null,null,null,{"$f":"F57/Language!$C$11+Language!$C$10","v":-100.29999999999998},{"$f":"(F56+F58)/2","v":-73.5},{"$error":"#N/A"},{"$error":"#N/A"},{"$error":"#N/A"},{"$error":"#N/A"},{"$error":"#N/A"},{"$error":"#N/A"},28885,{"$error":"#N/A"},{"$error":"#N/A"},{"$error":"#N/A"},{"$error":"#N/A"},{"$f":"(R56+R58)/2","v":{"$error":"#N/A"}},{"$error":"#N/A"},null,{"$f":"(U56+U58)/2","v":-73.5},{"$error":"#N/A"},{"$error":"#N/A"},{"$error":"#N/A"},20779,23406.035,{"$error":"#N/A"},28885,{"$error":"#N/A"},{"$error":"#N/A"},{"$error":"#N/A"},{"$error":"#N/A"},{"$error":"#N/A"},{"$error":"#N/A"}]
[null,null,null,null,{"$f":"F58/Language!$C$11+Language!$C$10","v":-99.4},-73,{"$error":"#N/A"},{"$error":"#N/A"},{"$error":"#N/A"},{"$error":"#N/A"},{"$error":"#N/A"},{"$error":"#N/A"},29832,19349,{"$error":"#N/A"},{"$error":"#N/A"},{"$error":"#N/A"},{"$error":"#N/A"},{"$error":"#N/A"},null,-73,{"$error":"#N/A"},{"$error":"#N/A"},{"$error":"#N/A"},21477,24158.799999999999,{"$error":"#N/A"},29832,11437,{"$error":"#N/A"},{"$error":"#N/A"},{"$error":"#N/A"},{"$error":"#N/A"},{"$error":"#N/A"}]
[null,null,null,null,{"$f":"F59/Language!$C$11+Language!$C$10","v":-98.5},{"$f":"(F58+F60)/2","v":-72.5},{"$error":"#N/A"},{"$error":"#N/A"},{"$error":"#N/A"},{"$error":"#N/A"},{"$error":"#N/A"},{"$error":"#N/A"},30805,19997,{"$error":"#N/A"},{"$error":"#N/A"},{"$error":"#N/A"},{"$error":"#N/A"},{"$error":"#N/A"},null,{"$f":"(U58+U60)/2","v":-72.5},{"$error":"#N/A"},{"$error":"#N/A"},{"$error":"#N/A"},22194,24951.61,{"$error":"#N/A"},30805,11863,{"$error":"#N/A"},{"$error":"#N/A"},{"$error":"#N/A"},{"$error":"#N/A"},{"$error":"#N/A"}]
[null,null,null,null,{"$f":"F60/Language!$C$11+Language!$C$10","v":-97.6},-72,{"$error":"#N/A"},{"$error":"#N/A"},{"$error":"#N/A"},{"$error":"#N/A"},{"$error":"#N/A"},{"$error":"#N/A"},31804,20662,{"$error":"#N/A"},{"$error":"#N/A"},{"$f":"(Q59+Q61)/2","v":{"$error":"#N/A"}},{"$error":"#N/A"},{"$error":"#N/A"},null,-72,{"$error":"#N/A"},{"$error":"#N/A"},{"$error":"#N/A"},22929,25744.42,{"$error":"#N/A"},31804,12303,{"$error":"#N/A"},{"$error":"#N/A"},{"$f":"(AF59+AF61)/2","v":{"$error":"#N/A"}},{"$error":"#N/A"},{"$error":"#N/A"}]
[null,null,null,null,{"$f":"F61/Language!$C$11+Language!$C$10","v":-96.699999999999989},{"$f":"(F60+F62)/2","v":-71.5},{"$error":"#N/A"},{"$error":"#N/A"},{"$error":"#N/A"},{"$error":"#N/A"},{"$error":"#N/A"},{"$error":"#N/A"},32829,21345,{"$error":"#N/A"},{"$error":"#N/A"},{"$error":"#N/A"},{"$error":"#N/A"},{"$error":"#N/A"},null,{"$f":"(U60+U62)/2","v":-71.5},{"$error":"#N/A"},{"$error":"#N/A"},{"$error":"#N/A"},23685,26578.839999999997,{"$error":"#N/A"},32829,12756,{"$error":"#N/A"},{"$error":"#N/A"},{"$error":"#N/A"},{"$error":"#N/A"},{"$error":"#N/A"}]
[null,null,null,null,{"$f":"F62/Language!$C$11+Language!$C$10","v":-95.8},-71,{"$error":"#N/A"},{"$error":"#N/A"},{"$error":"#N/A"},{"$error":"#N/A"},{"$error":"#N/A"},{"$error":"#N/A"},33880,22047,{"$error":"#N/A"},{"$error":"#N/A"},{"$f":"(Q61+Q63)/2","v":{"$error":"#N/A"}},{"$error":"#N/A"},{"$error":"#N/A"},null,-71,{"$error":"#N/A"},{"$error":"#N/A"},{"$error":"#N/A"},24461,27413.26,{"$error":"#N/A"},33880,13223,{"$error":"#N/A"},{"$error":"#N/A"},{"$f":"(AF61+AF63)/2","v":{"$error":"#N/A"}},{"$error":"#N/A"},{"$error":"#N/A"}]
[null,null,null,null,{"$f":"F63/Language!$C$11+Language!$C$10","v":-94.899999999999991},{"$f":"(F62+F64)/2","v":-70.5},{"$error":"#N/A"},{"$error":"#N/A"},{"$error":"#N/A"},{"$error":"#N/A"},{"$error":"#N/A"},{"$error":"#N/A"},34960,22768,{"$error":"#N/A"},{"$error":"#N/A"},{"$error":"#N/A"},{"$error":"#N/A"},{"$error":"#N/A"},null,{"$f":"(U62+U64)/2","v":-70.5},{"$error":"#N/A"},{"$error":"#N/A"},{"$error":"#N/A"},25257,28290.884999999998,{"$error":"#N/A"},34960,13704,{"$error":"#N/A"},{"$error":"#N/A"},{"$error":"#N/A"},{"$error":"#N/A"},{"$error":"#N/A"}]
[null,null,null,null,{"$f":"F64/Language!$C$11+Language!$C$10","v":-94},-70,{"$error":"#N/A"},{"$error":"#N/A"},{"$error":"#N/A"},{"$error":"#N/A"},{"$error":"#N/A"},{"$error":"#N/A"},36067,23508,{"$error":"#N/A"},{"$error":"#N/A"},{"$error":"#N/A"},{"$error":"#N/A"},{"$error":"#N/A"},null,-70,36140.47,{"$error":"#N/A"},20510.12,26074,29168.51,{"$error":"#N/A"},36067,14200,{"$error":"#N/A"},{"$error":"#N/A"},{"$error":"#N/A"},{"$error":"#N/A"},{"$error":"#N/A"}]
[null,null,null,null,{"$f":"F65/Language!$C$11+Language!$C$10","v":-93.1},{"$f":"(F64+F66)/2","v":-69.5},{"$error":"#N/A"},{"$error":"#N/A"},{"$error":"#N/A"},{"$error":"#N/A"},{"$error":"#N/A"},{"$error":"#N/A"},37203,24268,{"$error":"#N/A"},{"$error":"#N/A"},{"$error":"#N/A"},{"$f":"(R64+R66)/2","v":{"$error":"#N/A"}},{"$error":"#N/A"},null,{"$f":"(U64+U66)/2","v":-69.5},37287.96,{"$error":"#N/A"},21179.91,26912,30090.98,{"$error":"#N/A"},37203,14710,{"$error":"#N/A"},{"$error":"#N/A"},{"$error":"#N/A"},{"$error":"#N/A"},{"$error":"#N/A"}]
[null,null,null,null,{"$f":"F66/Language!$C$11+Language!$C$10","v":-92.199999999999989},-69,{"$error":"#N/A"},{"$error":"#N/A"},{"$error":"#N/A"},{"$error":"#N/A"},{"$error":"#N/A"},{"$error":"#N/A"},38367,25048,{"$error":"#N/A"},{"$error":"#N/A"},{"$error":"#N/A"},{"$error":"#N/A"},{"$error":"#N/A"},null,-69,38435.449999999997,{"$error":"#N/A"},21849.7,27773,31013.45,{"$error":"#N/A"},38367,15235,{"$error":"#N/A"},{"$error":"#N/A"},{"$error":"#N/A"},{"$error":"#N/A"},{"$error":"#N/A"}]
[null,null,null,null,{"$f":"F67/Language!$C$11+Language!$C$10","v":-91.3},{"$f":"(F66+F68)/2","v":-68.5},{"$error":"#N/A"},{"$error":"#N/A"},{"$error":"#N/A"},{"$error":"#N/A"},{"$error":"#N/A"},{"$error":"#N/A"},39562,25848,{"$error":"#N/A"},{"$error":"#N/A"},{"$error":"#N/A"},{"$f":"(R66+R68)/2","v":{"$error":"#N/A"}},{"$error":"#N/A"},null,{"$f":"(U66+U68)/2","v":-68.5},39641.589999999997,{"$error":"#N/A"},22555.050000000003,28655,31982.434999999998,{"$error":"#N/A"},39562,15776,{"$error":"#N/A"},{"$error":"#N/A"},{"$error":"#N/A"},{"$error":"#N/A"},{"$error":"#N/A"}]
[null,null,null,null,{"$f":"F68/Language!$C$11+Language!$C$10","v":-90.399999999999991},-68,{"$error":"#N/A"},{"$error":"#N/A"},{"$error":"#N/A"},{"$error":"#N/A"},{"$error":"#N/A"},{"$error":"#N/A"},40786,26669,{"$error":"#N/A"},{"$error":"#N/A"},{"$error":"#N/A"},{"$error":"#N/A"},{"$error":"#N/A"},null,-68,40847.730000000003,{"$error":"#N/A"},23260.400000000001,29560,32951.42,{"$error":"#N/A"},40786,16333,{"$error":"#N/A"},{"$error":"#N/A"},{"$error":"#N/A"},{"$error":"#N/A"},{"$error":"#N/A"}]
[null,null,null,null,{"$f":"F69/Language!$C$11+Language!$C$10","v":-89.5},{"$f":"(F68+F70)/2","v":-67.5},{"$error":"#N/A"},{"$error":"#N/A"},{"$error":"#N/A"},{"$error":"#N/A"},{"$error":"#N/A"},{"$error":"#N/A"},42041,27511,{"$error":"#N/A"},{"$error":"#N/A"},{"$error":"#N/A"},{"$error":"#N/A"},{"$error":"#N/A"},null,{"$f":"(U68+U70)/2","v":-67.5},42114.720000000001,{"$error":"#N/A"},24002.720000000001,30487,33968.625,{"$error":"#N/A"},42041,16905,{"$error":"#N/A"},{"$error":"#N/A"},{"$error":"#N/A"},{"$error":"#N/A"},{"$error":"#N/A"}]
[null,null,null,null,{"$f":"F70/Language!$C$11+Language!$C$10","v":-88.6},-67,{"$error":"#N/A"},{"$error":"#N/A"},{"$error":"#N/A"},{"$error":"#N/A"},{"$error":"#N/A"},{"$error":"#N/A"},43328,28375,{"$error":"#N/A"},{"$error":"#N/A"},{"$f":"(Q69+Q71)/2","v":{"$error":"#N/A"}},{"$error":"#N/A"},{"$error":"#N/A"},null,-67,43381.71,{"$error":"#N/A"},24745.040000000001,31438,34985.83,{"$error":"#N/A"},43328,17495,{"$error":"#N/A"},{"$error":"#N/A"},{"$f":"(AF69+AF71)/2","v":{"$error":"#N/A"}},{"$error":"#N/A"},{"$error":"#N/A"}]
[null,null,null,null,{"$f":"F71/Language!$C$11+Language!$C$10","v":-87.699999999999989},{"$f":"(F70+F72)/2","v":-66.5},{"$error":"#N/A"},{"$error":"#N/A"},{"$error":"#N/A"},{"$error":"#N/A"},{"$error":"#N/A"},{"$error":"#N/A"},44646,29260,{"$error":"#N/A"},{"$error":"#N/A"},{"$error":"#N/A"},{"$error":"#N/A"},{"$error":"#N/A"},null,{"$f":"(U70+U72)/2","v":-66.5},44711.794999999998,{"$error":"#N/A"},25525.77,32413,36052.995000000003,{"$error":"#N/A"},44646,18101,{"$error":"#N/A"},{"$error":"#N/A"},{"$error":"#N/A"},{"$error":"#N/A"},{"$error":"#N/A"}]
[null,null,null,null,{"$f":"F72/Language!$C$11+Language!$C$10","v":-86.8},-66,{"$error":"#N/A"},{"$error":"#N/A"},{"$error":"#N/A"},{"$error":"#N/A"},{"$error":"#N/A"},{"$error":"#N/A"},45997,30168,{"$error":"#N/A"},{"$error":"#N/A"},{"$f":"(Q71+Q73)/2","v":{"$error":"#N/A"}},{"$error":"#N/A"},{"$error":"#N/A"},null,-66,46041.88,{"$error":"#N/A"},26306.5,33412,37120.160000000003,{"$error":"#N/A"},45997,18724,{"$error":"#N/A"},{"$error":"#N/A"},{"$f":"(AF71+AF73)/2","v":{"$error":"#N/A"}},{"$error":"#N/A"},{"$error":"#N/A"}]
[null,null,null,null,{"$f":"F73/Language!$C$11+Language!$C$10","v":-85.899999999999991},{"$f":"(F72+F74)/2","v":-65.5},{"$error":"#N/A"},{"$error":"#N/A"},{"$error":"#N/A"},{"$error":"#N/A"},{"$error":"#N/A"},{"$error":"#N/A"},47381,31100,{"$error":"#N/A"},{"$error":"#N/A"},{"$error":"#N/A"},{"$error":"#N/A"},{"$error":"#N/A"},null,{"$f":"(U72+U74)/2","v":-65.5},47437.345000000001,{"$error":"#N/A"},27127.120000000003,34436,38239.074999999997,{"$error":"#N/A"},47381,19365,{"$error":"#N/A"},{"$error":"#N/A"},{"$error":"#N/A"},{"$error":"#N/A"},{"$error":"#N/A"}]
[null,null,null,null,{"$f":"F74/Language!$C$11+Language!$C$10","v":-85},-65,{"$error":"#N/A"},{"$error":"#N/A"},{"$error":"#N/A"},{"$error":"#N/A"},{"$error":"#N/A"},{"$error":"#N/A"},48798,32054,{"$error":"#N/A"},{"$error":"#N/A"},{"$error":"#N/A"},{"$error":"#N/A"},{"$error":"#N/A"},null,-65,48832.81,{"$error":"#N/A"},27947.74,35485,39357.99,{"$error":"#N/A"},48798,20024,{"$error":"#N/A"},{"$error":"#N/A"},{"$error":"#N/A"},{"$error":"#N/A"},{"$error":"#N/A"}]
[null,null,null,null,{"$f":"F75/Language!$C$11+Language!$C$10","v":-84.1},{"$f":"(F74+F76)/2","v":-64.5},{"$error":"#N/A"},{"$error":"#N/A"},{"$error":"#N/A"},{"$error":"#N/A"},{"$error":"#N/A"},{"$error":"#N/A"},50250,33032,{"$error":"#N/A"},{"$error":"#N/A"},{"$error":"#N/A"},{"$f":"(R74+R76)/2","v":{"$error":"#N/A"}},{"$error":"#N/A"},null,{"$f":"(U74+U76)/2","v":-64.5},50295.994999999995,{"$error":"#N/A"},28809.764999999999,36560,40530.46,{"$error":"#N/A"},50250,20701,{"$error":"#N/A"},{"$error":"#N/A"},{"$error":"#N/A"},{"$error":"#N/A"},{"$error":"#N/A"}]
[null,null,null,null,{"$f":"F76/Language!$C$11+Language!$C$10","v":-83.199999999999989},-64,{"$error":"#N/A"},{"$error":"#N/A"},{"$error":"#N/A"},{"$error":"#N/A"},{"$error":"#N/A"},{"$error":"#N/A"},51736,34034,{"$error":"#N/A"},{"$error":"#N/A"},{"$error":"#N/A"},{"$error":"#N/A"},{"$error":"#N/A"},null,-64,51759.18,{"$error":"#N/A"},29671.79,37660,41702.93,{"$error":"#N/A"},51736,21397,{"$error":"#N/A"},{"$error":"#N/A"},{"$error":"#N/A"},{"$error":"#N/A"},{"$error":"#N/A"}]
[null,null,null,null,{"$f":"F77/Language!$C$11+Language!$C$10","v":-82.3},{"$f":"(F76+F78)/2","v":-63.5},{"$error":"#N/A"},{"$error":"#N/A"},{"$error":"#N/A"},{"$error":"#N/A"},{"$error":"#N/A"},{"$error":"#N/A"},53258,35061,{"$error":"#N/A"},{"$error":"#N/A"},{"$error":"#N/A"},{"$f":"(R76+R78)/2","v":{"$error":"#N/A"}},{"$error":"#N/A"},null,{"$f":"(U76+U78)/2","v":-63.5},53292.455000000002,{"$error":"#N/A"},30576.760000000002,38787,42930.81,{"$error":"#N/A"},53258,22112,{"$error":"#N/A"},{"$error":"#N/A"},{"$error":"#N/A"},{"$error":"#N/A"},{"$error":"#N/A"}]
[null,null,null,null,{"$f":"F78/Language!$C$11+Language!$C$10","v":-81.399999999999991},-63,{"$error":"#N/A"},{"$error":"#N/A"},{"$error":"#N/A"},{"$error":"#N/A"},{"$error":"#N/A"},{"$error":"#N/A"},54816,36113,{"$error":"#N/A"},{"$error":"#N/A"},{"$error":"#N/A"},{"$error":"#N/A"},{"$error":"#N/A"},null,-63,54825.73,{"$error":"#N/A"},31481.73,39941,44158.69,{"$error":"#N/A"},54816,22847,{"$error":"#N/A"},{"$error":"#N/A"},{"$error":"#N/A"},{"$error":"#N/A"},{"$error":"#N/A"}]
[null,null,null,null,{"$f":"F79/Language!$C$11+Language!$C$10","v":-80.5},{"$f":"(F78+F80)/2","v":-62.5},{"$error":"#N/A"},{"$error":"#N/A"},{"$error":"#N/A"},{"$error":"#N/A"},{"$error":"#N/A"},{"$error":"#N/A"},56410,37191,{"$error":"#N/A"},{"$error":"#N/A"},{"$error":"#N/A"},{"$error":"#N/A"},{"$error":"#N/A"},null,{"$f":"(U78+U80)/2","v":-62.5},56431.535000000003,{"$error":"#N/A"},32431.22,41122,45443.86,{"$error":"#N/A"},56410,23602,{"$error":"#N/A"},{"$error":"#N/A"},{"$error":"#N/A"},{"$error":"#N/A"},{"$error":"#N/A"}]
[null,null,null,null,{"$f":"F80/Language!$C$11+Language!$C$10","v":-79.599999999999994},-62,{"$error":"#N/A"},{"$error":"#N/A"},{"$error":"#N/A"},{"$error":"#N/A"},{"$error":"#N/A"},{"$error":"#N/A"},58042,38294,{"$error":"#N/A"},{"$error":"#N/A"},{"$f":"(Q79+Q81)/2","v":{"$error":"#N/A"}},{"$error":"#N/A"},{"$error":"#N/A"},null,-62,58037.34,{"$error":"#N/A"},33380.71,42332,46729.03,{"$error":"#N/A"},58042,24376,{"$error":"#N/A"},{"$error":"#N/A"},{"$f":"(AF79+AF81)/2","v":{"$error":"#N/A"}},{"$error":"#N/A"},{"$error":"#N/A"}]
[null,null,null,null,{"$f":"F81/Language!$C$11+Language!$C$10","v":-78.699999999999989},{"$f":"(F80+F82)/2","v":-61.5},{"$error":"#N/A"},{"$error":"#N/A"},{"$error":"#N/A"},{"$error":"#N/A"},{"$error":"#N/A"},{"$error":"#N/A"},59712,39424,{"$error":"#N/A"},{"$error":"#N/A"},{"$error":"#N/A"},{"$error":"#N/A"},{"$error":"#N/A"},null,{"$f":"(U80+U82)/2","v":-61.5},59718.134999999995,{"$error":"#N/A"},34376.334999999999,43569,48073.415000000001,{"$error":"#N/A"},59712,25172,{"$error":"#N/A"},{"$error":"#N/A"},{"$error":"#N/A"},{"$error":"#N/A"},{"$error":"#N/A"}]
[null,null,null,null,{"$f":"F82/Language!$C$11+Language!$C$10","v":-77.8},-61,{"$error":"#N/A"},{"$error":"#N/A"},{"$error":"#N/A"},{"$error":"#N/A"},{"$error":"#N/A"},{"$error":"#N/A"},61420,40580,{"$error":"#N/A"},{"$error":"#N/A"},{"$f":"(Q81+Q83)/2","v":{"$error":"#N/A"}},{"$error":"#N/A"},{"$error":"#N/A"},null,-61,61398.93,{"$error":"#N/A"},35371.96,44836,49417.8,{"$error":"#N/A"},61420,25989,{"$error":"#N/A"},{"$error":"#N/A"},{"$f":"(AF81+AF83)/2","v":{"$error":"#N/A"}},{"$error":"#N/A"},{"$error":"#N/A"}]
[null,null,null,null,{"$f":"F83/Language!$C$11+Language!$C$10","v":-76.899999999999991},{"$f":"(F82+F84)/2","v":-60.5},{"$error":"#N/A"},{"$error":"#N/A"},{"$error":"#N/A"},{"$error":"#N/A"},{"$error":"#N/A"},{"$error":"#N/A"},63168,41764,{"$error":"#N/A"},{"$error":"#N/A"},{"$error":"#N/A"},{"$error":"#N/A"},{"$error":"#N/A"},null,{"$f":"(U82+U84)/2","v":-60.5},63157.240000000005,{"$error":"#N/A"},36415.360000000001,46131,50823.355000000003,{"$error":"#N/A"},63168,26827,{"$error":"#N/A"},{"$error":"#N/A"},{"$error":"#N/A"},{"$error":"#N/A"},{"$error":"#N/A"}]
[null,null,null,null,{"$f":"F84/Language!$C$11+Language!$C$10","v":-76},-60,{"$error":"#N/A"},{"$error":"#N/A"},{"$error":"#N/A"},{"$error":"#N/A"},{"$error":"#N/A"},{"$error":"#N/A"},64955,42976,{"$error":"#N/A"},{"$error":"#N/A"},{"$error":"#N/A"},{"$error":"#N/A"},{"$error":"#N/A"},null,-60,64915.55,{"$error":"#N/A"},37458.76,47457,52228.91,{"$error":"#N/A"},64955,27688,{"$error":"#N/A"},{"$error":"#N/A"},{"$error":"#N/A"},{"$error":"#N/A"},{"$error":"#N/A"}]
[null,null,null,null,{"$f":"F85/Language!$C$11+Language!$C$10","v":-75.099999999999994},{"$f":"(F84+F86)/2","v":-59.5},{"$error":"#N/A"},{"$error":"#N/A"},{"$error":"#N/A"},{"$error":"#N/A"},{"$error":"#N/A"},{"$error":"#N/A"},66783,44216,{"$error":"#N/A"},{"$error":"#N/A"},{"$error":"#N/A"},{"$f":"(R84+R86)/2","v":{"$error":"#N/A"}},{"$error":"#N/A"},null,{"$f":"(U84+U86)/2","v":-59.5},66753.934999999998,{"$error":"#N/A"},38551.615000000005,48813,53697.630000000005,{"$error":"#N/A"},66783,28571,{"$error":"#N/A"},{"$error":"#N/A"},{"$error":"#N/A"},{"$error":"#N/A"},{"$error":"#N/A"}]
[null,null,null,null,{"$f":"F86/Language!$C$11+Language!$C$10","v":-74.199999999999989},-59,{"$error":"#N/A"},{"$error":"#N/A"},{"$error":"#N/A"},{"$error":"#N/A"},{"$error":"#N/A"},{"$error":"#N/A"},68652,45485,{"$error":"#N/A"},{"$error":"#N/A"},{"$error":"#N/A"},{"$error":"#N/A"},{"$error":"#N/A"},null,-59,68592.320000000007,{"$error":"#N/A"},39644.47,50199,55166.35,{"$error":"#N/A"},68652,29477,{"$error":"#N/A"},{"$error":"#N/A"},{"$error":"#N/A"},{"$error":"#N/A"},{"$error":"#N/A"}]
[null,null,null,null,{"$f":"F87/Language!$C$11+Language!$C$10","v":-73.3},{"$f":"(F86+F88)/2","v":-58.5},{"$error":"#N/A"},{"$error":"#N/A"},{"$error":"#N/A"},{"$error":"#N/A"},{"$error":"#N/A"},{"$error":"#N/A"},70564,46784,{"$error":"#N/A"},{"$error":"#N/A"},{"$error":"#N/A"},{"$f":"(R86+R88)/2","v":{"$error":"#N/A"}},{"$error":"#N/A"},null,{"$f":"(U86+U88)/2","v":-58.5},70513.38,{"$error":"#N/A"},40788.490000000005,51617,56700.255000000005,{"$error":"#N/A"},70564,30406,{"$error":"#N/A"},{"$error":"#N/A"},{"$error":"#N/A"},{"$error":"#N/A"},{"$error":"#N/A"}]
[null,null,null,null,{"$f":"F88/Language!$C$11+Language!$C$10","v":-72.399999999999991},-58,{"$error":"#N/A"},{"$error":"#N/A"},{"$error":"#N/A"},{"$error":"#N/A"},{"$error":"#N/A"},{"$error":"#N/A"},72517,48112,{"$error":"#N/A"},{"$error":"#N/A"},{"$error":"#N/A"},{"$error":"#N/A"},{"$error":"#N/A"},null,-58,72434.44,{"$error":"#N/A"},41932.51,53066,58234.16,{"$error":"#N/A"},72517,31359,{"$error":"#N/A"},{"$error":"#N/A"},{"$error":"#N/A"},{"$error":"#N/A"},{"$error":"#N/A"}]
[null,null,null,null,{"$f":"F89/Language!$C$11+Language!$C$10","v":-71.5},{"$f":"(F88+F90)/2","v":-57.5},{"$error":"#N/A"},{"$error":"#N/A"},{"$error":"#N/A"},{"$error":"#N/A"},{"$error":"#N/A"},{"$error":"#N/A"},74514,49470,{"$error":"#N/A"},{"$error":"#N/A"},{"$error":"#N/A"},{"$error":"#N/A"},{"$error":"#N/A"},null,{"$f":"(U88+U90)/2","v":-57.5},74440.834999999992,{"$error":"#N/A"},43129.434999999998,54548,59835.315000000002,{"$error":"#N/A"},74514,32336,{"$error":"#N/A"},{"$error":"#N/A"},{"$error":"#N/A"},{"$error":"#N/A"},{"$error":"#N/A"}]
[null,null,null,null,{"$f":"F90/Language!$C$11+Language!$C$10","v":-70.599999999999994},-57,{"$error":"#N/A"},{"$error":"#N/A"},{"$error":"#N/A"},{"$error":"#N/A"},{"$error":"#N/A"},{"$error":"#N/A"},76555,50859,{"$error":"#N/A"},{"$error":"#N/A"},{"$f":"(Q89+Q91)/2","v":{"$error":"#N/A"}},{"$error":"#N/A"},{"$error":"#N/A"},null,-57,76447.23,{"$error":"#N/A"},44326.36,56063,61436.47,{"$error":"#N/A"},76555,33338,{"$error":"#N/A"},{"$error":"#N/A"},{"$f":"(AF89+AF91)/2","v":{"$error":"#N/A"}},{"$error":"#N/A"},{"$error":"#N/A"}]
[null,null,null,null,{"$f":"F91/Language!$C$11+Language!$C$10","v":-69.699999999999989},{"$f":"(F90+F92)/2","v":-56.5},{"$error":"#N/A"},{"$error":"#N/A"},{"$error":"#N/A"},{"$error":"#N/A"},{"$error":"#N/A"},{"$error":"#N/A"},78641,52279,{"$error":"#N/A"},{"$error":"#N/A"},{"$error":"#N/A"},{"$error":"#N/A"},{"$error":"#N/A"},null,{"$f":"(U90+U92)/2","v":-56.5},78541.649999999994,{"$error":"#N/A"},45577.964999999997,57611,63106.964999999997,{"$error":"#N/A"},78641,34365,{"$error":"#N/A"},{"$error":"#N/A"},{"$error":"#N/A"},{"$error":"#N/A"},{"$error":"#N/A"}]
[null,null,null,null,{"$f":"F92/Language!$C$11+Language!$C$10","v":-68.8},-56,{"$error":"#N/A"},{"$error":"#N/A"},{"$error":"#N/A"},{"$error":"#N/A"},{"$error":"#N/A"},{"$error":"#N/A"},80772,53731,{"$error":"#N/A"},{"$error":"#N/A"},{"$f":"(Q91+Q93)/2","v":{"$error":"#N/A"}},{"$error":"#N/A"},{"$error":"#N/A"},null,-56,80636.070000000007,{"$error":"#N/A"},46829.57,59192,64777.46,{"$error":"#N/A"},80772,35417,{"$error":"#N/A"},{"$error":"#N/A"},{"$f":"(AF91+AF93)/2","v":{"$error":"#N/A"}},{"$error":"#N/A"},{"$error":"#N/A"}]
[null,null,null,null,{"$f":"F93/Language!$C$11+Language!$C$10","v":-67.899999999999991},{"$f":"(F92+F94)/2","v":-55.5},{"$error":"#N/A"},{"$error":"#N/A"},{"$error":"#N/A"},{"$error":"#N/A"},{"$error":"#N/A"},{"$error":"#N/A"},82948,55215,{"$error":"#N/A"},{"$error":"#N/A"},{"$error":"#N/A"},{"$error":"#N/A"},{"$error":"#N/A"},null,{"$f":"(U92+U94)/2","v":-55.5},82821.255000000005,{"$error":"#N/A"},48137.665000000001,60808,66519.429999999993,{"$error":"#N/A"},82948,36496,{"$error":"#N/A"},{"$error":"#N/A"},{"$error":"#N/A"},{"$error":"#N/A"},{"$error":"#N/A"}]
[null,null,null,null,{"$f":"F94/Language!$C$11+Language!$C$10","v":-67},-55,{"$error":"#N/A"},{"$error":"#N/A"},{"$error":"#N/A"},{"$error":"#N/A"},{"$error":"#N/A"},{"$error":"#N/A"},85172,56733,{"$error":"#N/A"},{"$error":"#N/A"},{"$error":"#N/A"},{"$error":"#N/A"},{"$error":"#N/A"},null,-55,85006.44,{"$error":"#N/A"},49445.760000000002,62459,68261.399999999994,{"$error":"#N/A"},85172,37601,{"$error":"#N/A"},{"$error":"#N/A"},{"$error":"#N/A"},{"$error":"#N/A"},{"$error":"#N/A"}]
[null,null,null,null,{"$f":"F95/Language!$C$11+Language!$C$10","v":-66.099999999999994},{"$f":"(F94+F96)/2","v":-54.5},{"$error":"#N/A"},{"$error":"#N/A"},{"$error":"#N/A"},{"$error":"#N/A"},{"$error":"#N/A"},{"$error":"#N/A"},87443,58283,{"$error":"#N/A"},{"$error":"#N/A"},{"$error":"#N/A"},{"$f":"(R94+R96)/2","v":{"$error":"#N/A"}},{"$error":"#N/A"},null,{"$f":"(U94+U96)/2","v":-54.5},87285.17,{"$error":"#N/A"},50812.184999999998,64146,70077.005000000005,{"$error":"#N/A"},87443,38733,{"$error":"#N/A"},{"$error":"#N/A"},{"$error":"#N/A"},{"$error":"#N/A"},{"$error":"#N/A"}]
[null,null,null,null,{"$f":"F96/Language!$C$11+Language!$C$10","v":-65.199999999999989},-54,{"$error":"#N/A"},{"$error":"#N/A"},{"$error":"#N/A"},{"$error":"#N/A"},{"$error":"#N/A"},{"$error":"#N/A"},89763,59867,{"$error":"#N/A"},{"$error":"#N/A"},{"$error":"#N/A"},{"$error":"#N/A"},{"$error":"#N/A"},null,-54,89563.9,{"$error":"#N/A"},52178.61,65868,71892.61,{"$error":"#N/A"},89763,39893,{"$error":"#N/A"},{"$error":"#N/A"},{"$error":"#N/A"},{"$error":"#N/A"},{"$error":"#N/A"}]
[null,null,null,null,{"$f":"F97/Language!$C$11+Language!$C$10","v":-64.3},{"$f":"(F96+F98)/2","v":-53.5},{"$error":"#N/A"},{"$error":"#N/A"},{"$error":"#N/A"},{"$error":"#N/A"},{"$error":"#N/A"},{"$error":"#N/A"},92131,61486,{"$error":"#N/A"},{"$error":"#N/A"},{"$error":"#N/A"},{"$f":"(R96+R98)/2","v":{"$error":"#N/A"}},{"$error":"#N/A"},null,{"$f":"(U96+U98)/2","v":-53.5},91939,{"$error":"#N/A"},53605.235000000001,67627,73784.044999999998,{"$error":"#N/A"},92131,41081,{"$error":"#N/A"},{"$error":"#N/A"},{"$error":"#N/A"},{"$error":"#N/A"},{"$error":"#N/A"}]
[null,null,null,null,{"$f":"F98/Language!$C$11+Language!$C$10","v":-63.399999999999991},-53,{"$error":"#N/A"},{"$error":"#N/A"},{"$error":"#N/A"},{"$error":"#N/A"},{"$error":"#N/A"},{"$error":"#N/A"},94549,63140,{"$error":"#N/A"},{"$error":"#N/A"},{"$error":"#N/A"},{"$error":"#N/A"},{"$error":"#N/A"},null,-53,94314.1,{"$error":"#N/A"},55031.86,69423,75675.48,{"$error":"#N/A"},94549,42297,{"$error":"#N/A"},{"$error":"#N/A"},{"$error":"#N/A"},{"$error":"#N/A"},{"$error":"#N/A"}]
[null,null,null,null,{"$f":"F99/Language!$C$11+Language!$C$10","v":-62.5},{"$f":"(F98+F100)/2","v":-52.5},{"$error":"#N/A"},{"$error":"#N/A"},{"$error":"#N/A"},{"$error":"#N/A"},{"$error":"#N/A"},{"$error":"#N/A"},97018,64829,{"$error":"#N/A"},{"$error":"#N/A"},{"$error":"#N/A"},{"$error":"#N/A"},{"$error":"#N/A"},null,{"$f":"(U98+U100)/2","v":-52.5},96788.434999999998,{"$error":"#N/A"},56520.59,71256,77644.975000000006,{"$error":"#N/A"},97018,43542,{"$error":"#N/A"},{"$error":"#N/A"},{"$error":"#N/A"},{"$error":"#N/A"},{"$error":"#N/A"}]
[null,null,null,null,{"$f":"F100/Language!$C$11+Language!$C$10","v":-61.599999999999994},-52,{"$error":"#N/A"},{"$error":"#N/A"},{"$error":"#N/A"},{"$error":"#N/A"},{"$error":"#N/A"},{"$error":"#N/A"},99537,66554,{"$error":"#N/A"},{"$error":"#N/A"},{"$f":"(Q99+Q101)/2","v":{"$error":"#N/A"}},{"$error":"#N/A"},{"$error":"#N/A"},null,-52,99262.77,{"$error":"#N/A"},58009.32,73127,79614.47,{"$error":"#N/A"},99537,44817,{"$error":"#N/A"},{"$error":"#N/A"},{"$f":"(AF99+AF101)/2","v":{"$error":"#N/A"}},{"$error":"#N/A"},{"$error":"#N/A"}]
[null,null,null,null,{"$f":"F101/Language!$C$11+Language!$C$10","v":-60.7},{"$f":"(F100+F102)/2","v":-51.5},{"$error":"#N/A"},{"$error":"#N/A"},{"$error":"#N/A"},{"$error":"#N/A"},{"$error":"#N/A"},{"$error":"#N/A"},102110,68316,{"$error":"#N/A"},{"$error":"#N/A"},{"$error":"#N/A"},{"$error":"#N/A"},{"$error":"#N/A"},null,{"$f":"(U100+U102)/2","v":-51.5},101839.255,{"$error":"#N/A"},59562.084999999999,75037,81664.285000000003,{"$error":"#N/A"},102110,46122,{"$error":"#N/A"},{"$error":"#N/A"},{"$error":"#N/A"},{"$error":"#N/A"},{"$error":"#N/A"}]
[null,null,null,null,{"$f":"F102/Language!$C$11+Language!$C$10","v":-59.8},-51,{"$error":"#N/A"},{"$error":"#N/A"},{"$error":"#N/A"},{"$error":"#N/A"},{"$error":"#N/A"},{"$error":"#N/A"},104730,70114,{"$error":"#N/A"},{"$error":"#N/A"},{"$f":"(Q101+Q103)/2","v":{"$error":"#N/A"}},{"$error":"#N/A"},{"$error":"#N/A"},null,-51,104415.74,{"$error":"#N/A"},61114.85,76987,83714.100000000006,{"$error":"#N/A"},104730,47457,{"$error":"#N/A"},{"$error":"#N/A"},{"$f":"(AF101+AF103)/2","v":{"$error":"#N/A"}},{"$error":"#N/A"},{"$error":"#N/A"}]
[null,null,null,null,{"$f":"F103/Language!$C$11+Language!$C$10","v":-58.899999999999991},{"$f":"(F102+F104)/2","v":-50.5},{"$error":"#N/A"},{"$error":"#N/A"},{"$error":"#N/A"},{"$error":"#N/A"},{"$error":"#N/A"},{"$error":"#N/A"},107410,71951,{"$error":"#N/A"},{"$error":"#N/A"},{"$error":"#N/A"},{"$error":"#N/A"},{"$error":"#N/A"},null,{"$f":"(U102+U104)/2","v":-50.5},107097.32,{"$error":"#N/A"},62733.619999999995,78976,85846.535000000003,{"$error":"#N/A"},107410,48824,{"$error":"#N/A"},{"$error":"#N/A"},{"$error":"#N/A"},{"$error":"#N/A"},{"$error":"#N/A"}]
[null,null,null,null,{"$f":"F104/Language!$C$11+Language!$C$10","v":-58},-50,109778.9,{"$error":"#N/A"},64352.39,85707.61,87978.97,{"$error":"#N/A"},110140,73826,{"$error":"#N/A"},{"$error":"#N/A"},{"$error":"#N/A"},{"$error":"#N/A"},{"$error":"#N/A"},null,-50,109778.9,{"$error":"#N/A"},64352.39,81005,87978.97,{"$error":"#N/A"},110140,50222,681979.83,{"$error":"#N/A"},{"$error":"#N/A"},{"$error":"#N/A"},{"$error":"#N/A"}]
[null,null,null,null,{"$f":"F105/Language!$C$11+Language!$C$10","v":-57.099999999999994},{"$f":"(F104+F106)/2","v":-49.5},112568.57,{"$error":"#N/A"},66039.16,87872.16,90196.35,{"$error":"#N/A"},112930,75739,{"$error":"#N/A"},{"$error":"#N/A"},{"$error":"#N/A"},{"$f":"(R104+R106)/2","v":{"$error":"#N/A"}},{"$error":"#N/A"},null,{"$f":"(U104+U106)/2","v":-49.5},112568.57,{"$error":"#N/A"},66039.16,83076,90196.35,{"$error":"#N/A"},112930,51652,695823.41999999993,{"$error":"#N/A"},{"$error":"#N/A"},{"$error":"#N/A"},{"$error":"#N/A"}]
[null,null,null,null,{"$f":"F106/Language!$C$11+Language!$C$10","v":-56.2},-49,115358.24,{"$error":"#N/A"},67725.929999999993,90036.71,92413.73,{"$error":"#N/A"},115770,77692,{"$error":"#N/A"},{"$error":"#N/A"},{"$error":"#N/A"},{"$error":"#N/A"},{"$error":"#N/A"},null,-49,115358.24,{"$error":"#N/A"},67725.929999999993,85188,92413.73,{"$error":"#N/A"},115770,53115,709667.01,{"$error":"#N/A"},{"$error":"#N/A"},{"$error":"#N/A"},{"$error":"#N/A"}]
[null,null,null,null,{"$f":"F107/Language!$C$11+Language!$C$10","v":-55.3},{"$f":"(F106+F108)/2","v":-48.5},118259.04000000001,{"$error":"#N/A"},69482.73,92286.71,94718.41,{"$error":"#N/A"},118670,79685,{"$error":"#N/A"},{"$error":"#N/A"},{"$error":"#N/A"},{"$f":"(R106+R108)/2","v":{"$error":"#N/A"}},{"$error":"#N/A"},null,{"$f":"(U106+U108)/2","v":-48.5},118259.04000000001,{"$error":"#N/A"},69482.73,87342,94718.41,{"$error":"#N/A"},118670,54611,723942.26,{"$error":"#N/A"},{"$error":"#N/A"},{"$error":"#N/A"},{"$error":"#N/A"}]
[null,null,null,null,{"$f":"F108/Language!$C$11+Language!$C$10","v":-54.399999999999991},-48,121159.84,{"$error":"#N/A"},71239.53,94536.71,97023.09,{"$error":"#N/A"},121630,81718,{"$error":"#N/A"},{"$error":"#N/A"},{"$error":"#N/A"},{"$error":"#N/A"},{"$error":"#N/A"},null,-48,121159.84,{"$error":"#N/A"},71239.53,89538,97023.09,{"$error":"#N/A"},121630,56141,738217.51,{"$error":"#N/A"},{"$error":"#N/A"},{"$error":"#N/A"},{"$error":"#N/A"}]
[null,null,null,null,{"$f":"F109/Language!$C$11+Language!$C$10","v":-53.5},{"$f":"(F108+F110)/2","v":-47.5},124174.83499999999,{"$error":"#N/A"},73068.415000000008,96874.49,99417.464999999997,{"$error":"#N/A"},124640,83793,{"$error":"#N/A"},{"$error":"#N/A"},{"$error":"#N/A"},{"$error":"#N/A"},{"$error":"#N/A"},null,{"$f":"(U108+U110)/2","v":-47.5},124174.83499999999,{"$error":"#N/A"},73068.415000000008,91778,99417.464999999997,{"$error":"#N/A"},124640,57705,752933.30499999993,{"$error":"#N/A"},{"$error":"#N/A"},{"$error":"#N/A"},{"$error":"#N/A"}]
[null,null,null,null,{"$f":"F110/Language!$C$11+Language!$C$10","v":-52.599999999999994},-47,127189.83,{"$error":"#N/A"},74897.3,99212.27,101811.84,{"$error":"#N/A"},127720,85909,{"$error":"#N/A"},{"$error":"#N/A"},{"$f":"(Q109+Q111)/2","v":{"$error":"#N/A"}},{"$error":"#N/A"},{"$error":"#N/A"},null,-47,127189.83,{"$error":"#N/A"},74897.3,94062,101811.84,{"$error":"#N/A"},127720,59304,767649.1,{"$error":"#N/A"},{"$f":"(AF109+AF111)/2","v":{"$error":"#N/A"}},{"$error":"#N/A"},{"$error":"#N/A"}]
[null,null,null,null,{"$f":"F111/Language!$C$11+Language!$C$10","v":-51.7},{"$f":"(F110+F112)/2","v":-46.5},130322.14000000001,{"$error":"#N/A"},76800.35500000001,101640.19,104298.33,{"$error":"#N/A"},130850,88067,{"$error":"#N/A"},{"$error":"#N/A"},{"$error":"#N/A"},{"$error":"#N/A"},{"$error":"#N/A"},null,{"$f":"(U110+U112)/2","v":-46.5},130322.14000000001,{"$error":"#N/A"},76800.35500000001,96390,104298.33,{"$error":"#N/A"},130850,60938,782814.38500000001,{"$error":"#N/A"},{"$error":"#N/A"},{"$error":"#N/A"},{"$error":"#N/A"}]
[null,null,null,null,{"$f":"F112/Language!$C$11+Language!$C$10","v":-50.8},-46,133454.45000000001,{"$error":"#N/A"},78703.41,104068.11,106784.82,{"$error":"#N/A"},134050,90268,{"$error":"#N/A"},{"$error":"#N/A"},{"$f":"(Q111+Q113)/2","v":{"$error":"#N/A"}},{"$error":"#N/A"},{"$error":"#N/A"},null,-46,133454.45000000001,{"$error":"#N/A"},78703.41,98763,106784.82,{"$error":"#N/A"},134050,62609,797979.67,{"$error":"#N/A"},{"$f":"(AF111+AF113)/2","v":{"$error":"#N/A"}},{"$error":"#N/A"},{"$error":"#N/A"}]
[null,null,null,null,{"$f":"F113/Language!$C$11+Language!$C$10","v":-49.899999999999991},{"$f":"(F112+F114)/2","v":-45.5},136707.23000000001,{"$error":"#N/A"},80682.760000000009,106588.56,109365.87,{"$error":"#N/A"},137300,92513,{"$error":"#N/A"},{"$error":"#N/A"},{"$error":"#N/A"},{"$error":"#N/A"},{"$error":"#N/A"},null,{"$f":"(U112+U114)/2","v":-45.5},136707.23000000001,{"$error":"#N/A"},80682.760000000009,101180,109365.87,{"$error":"#N/A"},137300,64316,813603.43500000006,{"$error":"#N/A"},{"$error":"#N/A"},{"$error":"#N/A"},{"$error":"#N/A"}]
[null,null,null,null,{"$f":"F114/Language!$C$11+Language!$C$10","v":-49},-45,139960.01,{"$error":"#N/A"},82662.11,109109.01,111946.92,{"$error":"#N/A"},140620,94802,{"$error":"#N/A"},110730,109370,37445,53412,null,-45,139960.01,39117,82662.11,103650,111946.92,77139,140620,66060,829227.2,85063,84845,35916,53013]
[null,null,null,null,{"$f":"F115/Language!$C$11+Language!$C$10","v":-48.099999999999994},{"$f":"(F114+F116)/2","v":-44.5},143336.45500000002,{"$error":"#N/A"},84719.89,111724.405,114625.01999999999,{"$error":"#N/A"},144000,97136,{"$error":"#N/A"},113390,112010,38482,54804,null,{"$f":"(U114+U116)/2","v":-44.5},143336.45500000002,40211,84719.89,106160,114625.01999999999,79186,144000,67842,845318.505,87253,87029,36918,54406]
[null,null,null,null,{"$f":"F116/Language!$C$11+Language!$C$10","v":-47.2},-44,146712.9,{"$error":"#N/A"},86777.67,114339.8,117303.12,{"$error":"#N/A"},147450,99515,{"$error":"#N/A"},116110,114690,39542,56225,null,-44,146712.9,41329,86777.67,108720,117303.12,81277,147450,69662,861409.81,89489,89257,37941,55827]
[null,null,null,null,{"$f":"F117/Language!$C$11+Language!$C$10","v":-46.3},{"$f":"(F116+F118)/2","v":-43.5},150216.245,{"$error":"#N/A"},88916.065000000002,117052.58499999999,120080.77499999999,{"$error":"#N/A"},150960,101940,{"$error":"#N/A"},118880,117420,40626,57675,null,{"$f":"(U116+U118)/2","v":-43.5},150216.245,42472,88916.065000000002,111330,120080.77499999999,83411,150960,71521,877977.76500000001,91769,91530,38988,57278]
[null,null,null,null,{"$f":"F118/Language!$C$11+Language!$C$10","v":-45.399999999999991},-43,153719.59,{"$error":"#N/A"},91054.46,119765.37,122858.43,{"$error":"#N/A"},154530,104410,{"$error":"#N/A"},121700,120200,41733,59156,null,-43,153719.59,43640,91054.46,113980,122858.43,85590,154530,73420,894545.72,94095,93849,40058,58758]
[null,null,null,null,{"$f":"F119/Language!$C$11+Language!$C$10","v":-44.5},{"$f":"(F118+F120)/2","v":-42.5},157353.10999999999,{"$error":"#N/A"},93275.665000000008,122578.015,125738.185,{"$error":"#N/A"},158170,106930,{"$error":"#N/A"},124570,123040,42865,60666,null,{"$f":"(U118+U120)/2","v":-42.5},157353.10999999999,44835,93275.665000000008,116690,125738.185,87814,158170,75358,911599.495,96468,96214,41152,60269]
[null,null,null,null,{"$f":"F120/Language!$C$11+Language!$C$10","v":-43.599999999999994},-42,160986.63,{"$error":"#N/A"},95496.87,125390.66,128617.94,{"$error":"#N/A"},161880,109500,{"$error":"#N/A"},127490,125930,44022,62207,null,-42,160986.63,46055,95496.87,119440,128617.94,90084,161880,77337,928653.27,98888,98626,42269,61811]
[null,null,null,null,{"$f":"F121/Language!$C$11+Language!$C$10","v":-42.7},{"$f":"(F120+F122)/2","v":-41.5},164753.63,{"$error":"#N/A"},97803.125,128305.66500000001,131602.35999999999,{"$error":"#N/A"},165660,112110,{"$error":"#N/A"},130470,128870,45204,63779,null,{"$f":"(U120+U122)/2","v":-41.5},164753.63,47303,97803.125,122250,131602.35999999999,92400,165660,79358,946202.07499999995,101360,101090,43411,63384]
[null,null,null,null,{"$f":"F122/Language!$C$11+Language!$C$10","v":-41.8},-41,168520.63,{"$error":"#N/A"},100109.38,131220.67000000001,134586.78,{"$error":"#N/A"},169510,114770,{"$error":"#N/A"},133500,131860,46411,65383,null,-41,168520.63,48577,100109.38,125110,134586.78,94764,169510,81421,963750.88,103870,103590,44578,64989]
[null,null,null,null,{"$f":"F123/Language!$C$11+Language!$C$10","v":-40.899999999999991},{"$f":"(F122+F124)/2","v":-40.5},172424.47,{"$error":"#N/A"},102502.94,134240.565,137678.46000000002,{"$error":"#N/A"},173420,117490,{"$error":"#N/A"},136590,134910,47643,67019,null,{"$f":"(U122+U124)/2","v":-40.5},172424.47,49879,102502.94,128010,137678.46000000002,97175,173420,83526,981803.98,106440,106150,45770,66626]
[null,null,null,null,{"$f":"F124/Language!$C$11+Language!$C$10","v":-40},-40,176328.31,{"$error":"#N/A"},104896.5,137260.46,140770.14000000001,{"$error":"#N/A"},177410,120250,999857.08,139730,138020,48902,68688,null,-40,176328.31,51209,104896.5,130980,140770.14000000001,99634,177410,85674,999857.08,109050,108760,46987,68296]
[null,null,null,null,{"$f":"F125/Language!$C$11+Language!$C$10","v":-39.099999999999994},{"$f":"(F124+F126)/2","v":-39.5},180372.375,{"$error":"#N/A"},107379.65,140387.78999999998,143971.71000000002,{"$error":"#N/A"},181470,123070,1018423.7849999999,142930,141180,50188,70389,null,{"$f":"(U124+U126)/2","v":-39.5},180372.375,52567,107379.65,133990,143971.71000000002,102140,181470,87866,1018423.7849999999,111720,111410,48231,69998]
[null,null,null,null,{"$f":"F126/Language!$C$11+Language!$C$10","v":-38.200000000000003},-39,184416.44,{"$error":"#N/A"},109862.8,143515.12,147173.28,{"$error":"#N/A"},185600,125930,1036990.49,146180,144390,51501,72124,null,-39,184416.44,53955,109862.8,137060,147173.28,104700,185600,90102,1036990.49,114430,114120,49500,71734]
[null,null,null,null,{"$f":"F127/Language!$C$11+Language!$C$10","v":-37.299999999999997},{"$f":"(F126+F128)/2","v":-38.5},188604.15,{"$error":"#N/A"},112437.85500000001,146752.465,150487.39000000001,{"$error":"#N/A"},189810,128850,1056080.1600000001,149500,147670,52841,73892,null,{"$f":"(U126+U128)/2","v":-38.5},188604.15,55371,112437.85500000001,140180,150487.39000000001,107310,189810,92384,1056080.1600000001,117200,116880,50797,73504]
[null,null,null,null,{"$f":"F128/Language!$C$11+Language!$C$10","v":-36.399999999999991},-38,192791.86,{"$error":"#N/A"},115012.91,149989.81,153801.5,{"$error":"#N/A"},194090,131820,1075169.83,152870,151000,54209,75695,null,-38,192791.86,56817,115012.91,143360,153801.5,109970,194090,94711,1075169.83,120020,119690,52121,75309]
[null,null,null,null,{"$f":"F129/Language!$C$11+Language!$C$10","v":-35.5},{"$f":"(F128+F130)/2","v":-37.5},197126.69,{"$error":"#N/A"},117682.215,153339.78,157230.83000000002,{"$error":"#N/A"},198440,134850,1094791.865,156300,154390,55605,77533,null,{"$f":"(U128+U130)/2","v":-37.5},197126.69,58294,117682.215,146590,157230.83000000002,112680,198440,97085,1094791.865,122900,122550,53472,77148]
[null,null,null,null,{"$f":"F130/Language!$C$11+Language!$C$10","v":-34.599999999999994},-37,201461.52,{"$error":"#N/A"},120351.52,156689.75,160660.16,{"$error":"#N/A"},202870,137930,1114413.8999999999,159790,157830,57030,79406,null,-37,201461.52,59801,120351.52,149880,160660.16,115450,202870,99505,1114413.8999999999,125820,125470,54851,79023]
[null,null,null,null,{"$f":"F131/Language!$C$11+Language!$C$10","v":-33.700000000000003},{"$f":"(F130+F132)/2","v":-36.5},205946.965,{"$error":"#N/A"},123117.435,160154.96000000002,164207.41,{"$error":"#N/A"},207380,141060,1134577.74,163340,161340,58485,81315,null,{"$f":"(U130+U132)/2","v":-36.5},205946.965,61339,123117.435,153230,164207.41,118270,207380,101970,1134577.74,128800,128440,56259,80933]
[null,null,null,null,{"$f":"F132/Language!$C$11+Language!$C$10","v":-32.799999999999997},-36,210432.41,{"$error":"#N/A"},125883.35,163620.17000000001,167754.66,{"$error":"#N/A"},211970,144250,1154741.58,166960,164910,59968,83260,null,-36,210432.41,62908,125883.35,156630,167754.66,121140,211970,104490,1154741.58,131840,131460,57696,82880]
[null,null,null,null,{"$f":"F133/Language!$C$11+Language!$C$10","v":-31.9},{"$f":"(F132+F134)/2","v":-35.5},215072.005,{"$error":"#N/A"},128748.27500000001,167203.285,171422.565,{"$error":"#N/A"},216630,147500,1175456.7050000001,170630,168540,61482,85242,null,{"$f":"(U132+U134)/2","v":-35.5},215072.005,64510,128748.27500000001,160090,171422.565,124070,216630,107060,1175456.7050000001,134940,134550,59161,84864]
[null,null,null,null,{"$f":"F134/Language!$C$11+Language!$C$10","v":-31},-35,219711.6,{"$error":"#N/A"},131613.20000000001,170786.4,175090.47,{"$error":"#N/A"},221380,150800,1196171.83,174370,172240,63026,87261,null,-35,219711.6,66144,131613.20000000001,163620,175090.47,127050,221380,109670,1196171.83,138090,137680,60657,86885]
[null,null,null,null,{"$f":"F135/Language!$C$11+Language!$C$10","v":-30.099999999999994},{"$f":"(F134+F136)/2","v":-34.5},224508.92499999999,{"$error":"#N/A"},134579.54,174490.08499999999,178881.785,{"$error":"#N/A"},226210,154170,1217447.7650000001,178170,175990,64601,89318,null,{"$f":"(U134+U136)/2","v":-34.5},224508.92499999999,67811,134579.54,167200,178881.785,130090,226210,112340,1217447.7650000001,141290,140880,62183,88944]
[null,null,null,null,{"$f":"F136/Language!$C$11+Language!$C$10","v":-29.199999999999996},-34,229306.25,{"$error":"#N/A"},137545.88,178193.77,182673.1,{"$error":"#N/A"},231110,157590,1238723.7,182040,179810,66207,91413,null,-34,229306.25,69512,137545.88,170840,182673.1,133180,231110,115050,1238723.7,144560,144130,63739,91041]
[null,null,null,null,{"$f":"F137/Language!$C$11+Language!$C$10","v":-28.299999999999997},{"$f":"(F136+F138)/2","v":-33.5},234264.91,{"$error":"#N/A"},140616.09,182020.74,186590.60499999998,{"$error":"#N/A"},236110,161060,1260569.9950000001,185970,183690,67845,93546,null,{"$f":"(U136+U138)/2","v":-33.5},234264.91,71246,140616.09,174540,186590.60499999998,136340,236110,117820,1260569.9950000001,147880,147440,65326,93177]
[null,null,null,null,{"$f":"F138/Language!$C$11+Language!$C$10","v":-27.4},-33,239223.57,{"$error":"#N/A"},143686.29999999999,185847.71,190508.11,{"$error":"#N/A"},241180,164600,1282416.29,189960,187640,69515,95719,null,-33,239223.57,73015,143686.29999999999,178310,190508.11,139550,241180,120640,1282416.29,151270,150810,66945,95352]
[null,null,null,null,{"$f":"F139/Language!$C$11+Language!$C$10","v":-26.5},{"$f":"(F138+F140)/2","v":-32.5},244347.22,{"$error":"#N/A"},146862.845,189800.68,194554.61,{"$error":"#N/A"},246340,168200,1304842.53,194030,191650,71218,97932,null,{"$f":"(U138+U140)/2","v":-32.5},244347.22,74819,146862.845,182140,194554.61,142820,246340,123510,1304842.53,154710,154240,68595,97568]
[null,null,null,null,{"$f":"F140/Language!$C$11+Language!$C$10","v":-25.599999999999994},-32,249470.87,{"$error":"#N/A"},150039.39000000001,193753.65,198601.11,{"$error":"#N/A"},251590,171860,1327268.77,198160,195730,72953,100180,null,-32,249470.87,76658,150039.39000000001,186030,198601.11,146150,251590,126440,1327268.77,158220,157730,70278,99823]
[null,null,null,null,{"$f":"F141/Language!$C$11+Language!$C$10","v":-24.699999999999996},{"$f":"(F140+F142)/2","v":-31.5},254763.185,{"$error":"#N/A"},153324.755,197835.375,202779.42499999999,{"$error":"#N/A"},256920,175580,1350284.58,202350,199880,74723,102480,null,{"$f":"(U140+U142)/2","v":-31.5},254763.185,78533,153324.755,189980,202779.42499999999,149540,256920,129420,1350284.58,161780,161290,71993,102120]
[null,null,null,null,{"$f":"F142/Language!$C$11+Language!$C$10","v":-23.799999999999997},-31,260055.5,{"$error":"#N/A"},156610.12,201917.1,206957.74,{"$error":"#N/A"},262340,179370,1373300.39,206620,204100,76526,104810,null,-31,260055.5,80444,156610.12,194000,206957.74,153000,262340,132460,1373300.39,165410,164900,73742,104460]
[null,null,null,null,{"$f":"F143/Language!$C$11+Language!$C$10","v":-22.9},{"$f":"(F142+F144)/2","v":-30.5},265520.20499999996,{"$error":"#N/A"},160006.82500000001,206130.34,211270.73499999999,{"$error":"#N/A"},267840,183220,1396915.42,210960,208380,78364,107190,null,{"$f":"(U142+U144)/2","v":-30.5},265520.20499999996,82392,160006.82500000001,198080,211270.73499999999,156510,267840,135550,1396915.42,169100,168580,75525,106840]
[null,null,null,null,{"$f":"F144/Language!$C$11+Language!$C$10","v":-22},-30,270984.90999999997,84365.39,163403.53,210343.58,215583.73,{"$error":"#N/A"},273440,187130,1420530.45,215360,212730,80236,109610,null,-30,270984.90999999997,84365.39,163403.53,202230,215583.73,160090,273440,138700,1420530.45,172860,172320,77341,109260]
[null,null,null,null,{"$f":"F145/Language!$C$11+Language!$C$10","v":-21.099999999999994},{"$f":"(F144+F146)/2","v":-29.5},276625.76,86408.084999999992,166914.10999999999,214691.14,220034.26500000001,{"$error":"#N/A"},279130,191100,1444754.37,219840,217160,82144,112070,null,{"$f":"(U144+U146)/2","v":-29.5},276625.76,86408.084999999992,166914.10999999999,206450,220034.26500000001,163740,279130,141910,1444754.37,176680,176130,79192,111720]
[null,null,null,null,{"$f":"F146/Language!$C$11+Language!$C$10","v":-20.199999999999996},-29,282266.61,88450.78,170424.69,219038.7,224484.8,{"$error":"#N/A"},284910,195150,1468978.29,224390,221650,84088,114570,null,-29,282266.61,88450.78,170424.69,210730,224484.8,167440,284910,145170,1468978.29,180570,180000,81079,114230]
[null,null,null,null,{"$f":"F147/Language!$C$11+Language!$C$10","v":-19.299999999999997},{"$f":"(F146+F148)/2","v":-28.5},288087.39,90571.31,174051.70500000002,223523.39,229075.78,{"$error":"#N/A"},290780,199260,1493820.8050000002,229010,226220,86068,117120,null,{"$f":"(U146+U148)/2","v":-28.5},288087.39,90571.31,174051.70500000002,215090,229075.78,171220,290780,148500,1493820.8050000002,184520,183930,83001,116780]
[null,null,null,null,{"$f":"F148/Language!$C$11+Language!$C$10","v":-18.399999999999999},-28,293908.17,92691.839999999997,177678.72,228008.08,233666.76,{"$error":"#N/A"},296750,203430,1518663.32,233700,230850,88085,119710,null,-28,293908.17,92691.839999999997,177678.72,219510,233666.76,175060,296750,151880,1518663.32,188540,187940,84958,119380]
[null,null,null,null,{"$f":"F149/Language!$C$11+Language!$C$10","v":-17.5},{"$f":"(F148+F150)/2","v":-27.5},299912.70499999996,94892.28,181424.76,232632.74,238401.1,{"$error":"#N/A"},302810,207670,1544134.1600000001,238470,235560,90139,122350,null,{"$f":"(U148+U150)/2","v":-27.5},299912.70499999996,94892.28,181424.76,224000,238401.1,178960,302810,155320,1544134.1600000001,192630,192010,86953,122020]
[null,null,null,null,{"$f":"F150/Language!$C$11+Language!$C$10","v":-16.599999999999994},-27,305917.24,97092.72,185170.8,237257.4,243135.44,{"$error":"#N/A"},308960,211980,1569605,243320,240350,92231,125040,null,-27,305917.24,97092.72,185170.8,228560,243135.44,182940,308960,158830,1569605,196790,196150,88984,124700]
[null,null,null,null,{"$f":"F151/Language!$C$11+Language!$C$10","v":-15.699999999999996},{"$f":"(F150+F152)/2","v":-26.5},312109.39500000002,99375.175000000003,189038.46,242024.89,248016.08000000002,{"$error":"#N/A"},315220,216360,1595713.915,248240,245210,94361,127760,null,{"$f":"(U150+U152)/2","v":-26.5},312109.39500000002,99375.175000000003,189038.46,233190,248016.08000000002,186980,315220,162390,1595713.915,201010,200350,91052,127440]
[null,null,null,null,{"$f":"F152/Language!$C$11+Language!$C$10","v":-14.799999999999997},-26,318301.55,101657.63,192906.12,246792.38,252896.72,{"$error":"#N/A"},321570,220810,1621822.83,253230,250140,96530,130540,null,-26,318301.55,101657.63,192906.12,237890,252896.72,191090,321570,166020,1621822.83,205310,204630,93159,130220]
[null,null,null,null,{"$f":"F153/Language!$C$11+Language!$C$10","v":-13.899999999999999},{"$f":"(F152+F154)/2","v":-25.5},324685.21999999997,104024.22500000001,196898.03999999998,251705.58000000002,257926.61,{"$error":"#N/A"},328010,225330,1648579.58,258300,255160,98738,133360,null,{"$f":"(U152+U154)/2","v":-25.5},324685.21999999997,104024.22500000001,196898.03999999998,242670,257926.61,195270,328010,169710,1648579.58,209680,208980,95304,133040]
[null,null,null,null,{"$f":"F154/Language!$C$11+Language!$C$10","v":-13},-25,331068.89,106390.82,200889.96,256618.78,262956.5,{"$error":"#N/A"},334560,229930,1675336.33,263450,260240,100990,136230,null,-25,331068.89,106390.82,200889.96,247520,262956.5,199530,334560,173470,1675336.33,214120,213400,97488,135920]
[null,null,null,null,{"$f":"F155/Language!$C$11+Language!$C$10","v":-12.100000000000001},{"$f":"(F154+F156)/2","v":-24.5},337648.005,108843.715,205008.77499999999,261680.59000000003,268138.63,{"$error":"#N/A"},341210,234590,1702750.71,268680,265410,103270,139150,null,{"$f":"(U154+U156)/2","v":-24.5},337648.005,108843.715,205008.77499999999,252440,268138.63,203850,341210,177290,1702750.71,218630,217890,99711,138840]
[null,null,null,null,{"$f":"F156/Language!$C$11+Language!$C$10","v":-11.199999999999996},-24,344227.12,111296.61,209127.59,266742.40000000002,273320.76,{"$error":"#N/A"},347960,239330,1730165.09,273990,270650,105600,142120,null,-24,344227.12,111296.61,209127.59,257440,273320.76,208250,347960,181180,1730165.09,223210,222450,101970,141810]
[null,null,null,null,{"$f":"F157/Language!$C$11+Language!$C$10","v":-10.299999999999997},{"$f":"(F156+F158)/2","v":-23.5},351005.64500000002,113837.97500000001,213375.97999999998,271955.745,278658.125,{"$error":"#N/A"},354810,244140,1758246.895,279380,275980,107970,145130,null,{"$f":"(U156+U158)/2","v":-23.5},351005.64500000002,113837.97500000001,213375.97999999998,262510,278658.125,212720,354810,185130,1758246.895,227870,227090,104280,144830]
[null,null,null,null,{"$f":"F158/Language!$C$11+Language!$C$10","v":-9.3999999999999986},-23,357784.17,116379.34,217624.37,277169.09000000003,283995.49,{"$error":"#N/A"},361770,249020,1786328.7,284850,281380,110380,148200,null,-23,357784.17,116379.34,217624.37,267660,283995.49,217270,361770,189150,1786328.7,232610,231800,106620,147900]
[null,null,null,null,{"$f":"F159/Language!$C$11+Language!$C$10","v":-8.5},{"$f":"(F158+F160)/2","v":-22.5},364766.11,119011.39499999999,222005.02000000002,282536.92000000004,289491.10499999998,{"$error":"#N/A"},368830,253980,1815087.7549999999,290400,286870,112840,151320,null,{"$f":"(U158+U160)/2","v":-22.5},364766.11,119011.39499999999,222005.02000000002,272880,289491.10499999998,221890,368830,193230,1815087.7549999999,237420,236590,109010,151020]
[null,null,null,null,{"$f":"F160/Language!$C$11+Language!$C$10","v":-7.6000000000000014},-22,371748.05,121643.45,226385.67,287904.75,294986.71999999997,{"$error":"#N/A"},376000,259020,1843846.81,296040,292440,115330,154480,null,-22,371748.05,121643.45,226385.67,278190,294986.71999999997,226590,376000,197390,1843846.81,242310,241450,111440,154190]
[null,null,null,null,{"$f":"F161/Language!$C$11+Language!$C$10","v":-6.6999999999999957},{"$f":"(F160+F162)/2","v":-21.5},378937.435,124368.42,230901.285,293430.02,300643.625,{"$error":"#N/A"},383280,264130,1873292.94,301760,298080,117870,157700,null,{"$f":"(U160+U162)/2","v":-21.5},378937.435,124368.42,230901.285,283570,300643.625,231360,383280,201610,1873292.94,247270,246390,113910,157410]
[null,null,null,null,{"$f":"F162/Language!$C$11+Language!$C$10","v":-5.7999999999999972},-21,386126.82,127093.39,235416.9,298955.28999999998,306300.53000000003,{"$error":"#N/A"},390660,269320,1902739.07,307560,303820,120460,160970,null,-21,386126.82,127093.39,235416.9,289030,306300.53000000003,236220,390660,205910,1902739.07,252310,251410,116420,160690]
[null,null,null,null,{"$f":"F163/Language!$C$11+Language!$C$10","v":-4.8999999999999986},{"$f":"(F162+F164)/2","v":-20.5},393527.72499999998,129913.52499999999,240070.215,304640.98499999999,312121.78500000003,{"$error":"#N/A"},398150,274590,1932882.115,313450,309630,123090,164290,null,{"$f":"(U162+U164)/2","v":-20.5},393527.72499999998,129913.52499999999,240070.215,294570,312121.78500000003,241150,398150,210270,1932882.115,257430,256510,118980,164020]
[null,null,null,null,{"$f":"F164/Language!$C$11+Language!$C$10","v":-4},-20,400928.63,132733.66,244723.53,310326.68,317943.03999999998,{"$error":"#N/A"},405750,279940,1963025.16,319420,315540,125760,167670,null,-20,400928.63,132733.66,244723.53,300190,317943.03999999998,246160,405750,214710,1963025.16,262630,261690,121580,167400]
[null,null,null,null,{"$f":"F165/Language!$C$11+Language!$C$10","v":-3.1000000000000014},{"$f":"(F164+F166)/2","v":-19.5},408545.16000000003,135651.25,249517.28999999998,316175.815,323931.70999999996,{"$error":"#N/A"},413470,285360,1993874.9649999999,325480,321520,128480,171100,null,{"$f":"(U164+U166)/2","v":-19.5},408545.16000000003,135651.25,249517.28999999998,305900,323931.70999999996,251250,413470,219220,1993874.9649999999,267920,266940,124220,170830]
[null,null,null,null,{"$f":"F166/Language!$C$11+Language!$C$10","v":-2.1999999999999957},-19,416161.69,138568.84,254311.05,322024.95,329920.38,{"$error":"#N/A"},421290,290870,2024724.77,331630,327600,131240,174590,null,-19,416161.69,138568.84,254311.05,311680,329920.38,256420,421290,223810,2024724.77,273280,272280,126910,174320]
[null,null,null,null,{"$f":"F167/Language!$C$11+Language!$C$10","v":-1.2999999999999972},{"$f":"(F166+F168)/2","v":-18.5},423997.98499999999,141586.185,259248.02499999999,328040.54500000004,336079.56,{"$error":"#N/A"},429230,296460,2056291.1950000001,337860,333760,134050,178120,null,{"$f":"(U166+U168)/2","v":-18.5},423997.98499999999,141586.185,259248.02499999999,317550,336079.56,261680,429230,228460,2056291.1950000001,278730,277700,129650,177870]
[null,null,null,null,{"$f":"F168/Language!$C$11+Language!$C$10","v":-0.39999999999999858},-18,431834.28,144603.53,264185,334056.14,342238.74,{"$error":"#N/A"},437280,302130,2087857.62,344190,340010,136910,181720,null,-18,431834.28,144603.53,264185,323500,342238.74,267010,437280,233200,2087857.62,284260,283200,132430,181460]
[null,null,null,null,{"$f":"F169/Language!$C$11+Language!$C$10","v":0.5},{"$f":"(F168+F170)/2","v":-17.5},439894.52500000002,147722.96000000002,269267.97499999998,340241.24,348571.54499999998,{"$error":"#N/A"},445450,307890,2120150.5250000004,350610,346350,139810,185370,null,{"$f":"(U168+U170)/2","v":-17.5},439894.52500000002,147722.96000000002,269267.97499999998,329540,348571.54499999998,272430,445450,238010,2120150.5250000004,289870,288780,135260,185120]
[null,null,null,null,{"$f":"F170/Language!$C$11+Language!$C$10","v":1.4000000000000021},-17,447954.77,150842.39000000001,274350.95,346426.34,354904.35,{"$error":"#N/A"},453740,313720,2152443.4300000002,357110,352780,142760,189080,null,-17,447954.77,150842.39000000001,274350.95,335660,354904.35,277940,453740,242890,2152443.4300000002,295570,294450,138130,188830]
[null,null,null,null,{"$f":"F171/Language!$C$11+Language!$C$10","v":2.3000000000000007},{"$f":"(F170+F172)/2","v":-16.5},456243.16500000004,154066.26,279582.73,352784.01,361413.9,{"$error":"#N/A"},462140,319650,2185472.6749999998,363710,359300,145770,192840,null,{"$f":"(U170+U172)/2","v":-16.5},456243.16500000004,154066.26,279582.73,341870,361413.9,283530,462140,247850,2185472.6749999998,301350,300210,141050,192600]
[null,null,null,null,{"$f":"F172/Language!$C$11+Language!$C$10","v":3.2000000000000028},-16,464531.56,157290.13,284814.51,359141.68,367923.45,{"$error":"#N/A"},470670,325650,2218501.92,370400,365910,148820,196670,null,-16,464531.56,157290.13,284814.51,348160,367923.45,289210,470670,252900,2218501.92,307220,306050,144030,196430]
[null,null,null,null,{"$f":"F173/Language!$C$11+Language!$C$10","v":4.1000000000000014},{"$f":"(F172+F174)/2","v":-15.5},473052.36499999999,160620.81,290197.91500000004,365675.01,374612.89,{"$error":"#N/A"},479310,331750,2252277.37,377190,372610,151920,200550,null,{"$f":"(U172+U174)/2","v":-15.5},473052.36499999999,160620.81,290197.91500000004,354540,374612.89,294980,479310,258020,2252277.37,313180,311980,147040,200320]
[null,null,null,null,{"$f":"F174/Language!$C$11+Language!$C$10","v":5},-15,481573.17,163951.49,295581.32,372208.34,381302.33,{"$error":"#N/A"},488070,337930,2286052.8199999998,384070,379410,155070,204490,null,-15,481573.17,163951.49,295581.32,361010,381302.33,300830,488070,263220,2286052.8199999998,319230,317990,150110,204260]
[null,null,null,null,{"$f":"F175/Language!$C$11+Language!$C$10","v":5.9000000000000021},{"$f":"(F174+F176)/2","v":-14.5},490330.66000000003,167391.38500000001,301119.185,378920.43500000006,388174.82500000001,{"$error":"#N/A"},496960,344200,2320584.3449999997,391040,386300,158270,208490,null,{"$f":"(U174+U176)/2","v":-14.5},490330.66000000003,167391.38500000001,301119.185,367570,388174.82500000001,306770,496960,268500,2320584.3449999997,325370,324100,153230,208270]
[null,null,null,null,{"$f":"F176/Language!$C$11+Language!$C$10","v":6.8000000000000007},-14,499088.15,170831.28,306657.05,385632.53,395047.32,{"$error":"#N/A"},505970,350550,2355115.87,398110,393290,161520,212550,null,-14,499088.15,170831.28,306657.05,374220,395047.32,312810,505970,273860,2355115.87,331590,330290,156400,212330]
[null,null,null,null,{"$f":"F177/Language!$C$11+Language!$C$10","v":7.7000000000000028},{"$f":"(F176+F178)/2","v":-13.5},508086.64500000002,174382.81,312352.24,392526.51,402106.04000000004,{"$error":"#N/A"},515110,357000,2390413.3200000003,405280,400370,164820,216670,null,{"$f":"(U176+U178)/2","v":-13.5},508086.64500000002,174382.81,312352.24,380970,402106.04000000004,318930,515110,279300,2390413.3200000003,337910,336570,159620,216460]
[null,null,null,null,{"$f":"F178/Language!$C$11+Language!$C$10","v":8.6000000000000014},-13,517085.14,177934.34,318047.43,399420.49,409164.76,{"$error":"#N/A"},524370,363540,2425710.77,412540,407550,168180,220850,null,-13,517085.14,177934.34,318047.43,387800,409164.76,325150,524370,284830,2425710.77,344320,342950,162890,220640]
[null,null,null,null,{"$f":"F179/Language!$C$11+Language!$C$10","v":9.5},{"$f":"(F178+F180)/2","v":-12.5},526329.005,181599.95,323902.815,406499.51,416412.90500000003,{"$error":"#N/A"},533750,370160,2461784.0149999997,419910,414820,171590,225090,null,{"$f":"(U178+U180)/2","v":-12.5},526329.005,181599.95,323902.815,394720,416412.90500000003,331460,533750,290450,2461784.0149999997,350820,349420,166220,224890]
[null,null,null,null,{"$f":"F180/Language!$C$11+Language!$C$10","v":10.400000000000002},-12,535572.87,185265.56,329758.2,413578.53,423661.05,{"$error":"#N/A"},543270,376880,2497857.2599999998,427370,422200,175050,229400,null,-12,535572.87,185265.56,329758.2,401740,423661.05,337860,543270,296140,2497857.2599999998,357420,355980,169600,229200]
[null,null,null,null,{"$f":"F181/Language!$C$11+Language!$C$10","v":11.3},{"$f":"(F180+F182)/2","v":-11.5},545066.49,189047.715,335776.66500000004,420845.75,431101.82999999996,{"$error":"#N/A"},552910,383700,2534716.15,434930,429670,178570,233770,null,{"$f":"(U180+U182)/2","v":-11.5},545066.49,189047.715,335776.66500000004,408850,431101.82999999996,344360,552910,301930,2534716.15,364110,362630,173020,233580]
[null,null,null,null,{"$f":"F182/Language!$C$11+Language!$C$10","v":12.2},-11,554560.11,192829.87,341795.13,428112.97,438542.61,{"$error":"#N/A"},562690,390600,2571575.04,442600,437240,182140,238210,null,-11,554560.11,192829.87,341795.13,416060,438542.61,350960,562690,307800,2571575.04,370900,369380,176510,238020]
[null,null,null,null,{"$f":"F183/Language!$C$11+Language!$C$10","v":13.100000000000001},{"$f":"(F182+F184)/2","v":-10.5},564307.91500000004,196731.065,347979.58999999997,435571.57999999996,446179.25,{"$error":"#N/A"},572590,397600,2609229.41,450360,444920,185770,242700,null,{"$f":"(U182+U184)/2","v":-10.5},564307.91500000004,196731.065,347979.58999999997,423370,446179.25,357650,572590,313760,2609229.41,377780,376230,180050,242520]
[null,null,null,null,{"$f":"F184/Language!$C$11+Language!$C$10","v":14},-10,574055.72,200632.26,354164.05,443030.19,453815.89,{"$error":"#N/A"},582630,404700,2646883.7799999998,458230,452690,189450,247270,null,-10,574055.72,200632.26,354164.05,430760,453815.89,364440,582630,319800,2646883.7799999998,384760,383170,183640,247090]
[null,null,null,null,{"$f":"F185/Language!$C$11+Language!$C$10","v":14.900000000000002},{"$f":"(F184+F186)/2","v":-9.5},584062.17999999993,204654.995,360517.42,450683.39500000002,461651.63,{"$error":"#N/A"},592810,411890,2685343.4749999996,466210,460570,193190,251900,null,{"$f":"(U184+U186)/2","v":-9.5},584062.17999999993,204654.995,360517.42,438260,461651.63,371320,592810,325940,{"$error":"#N/A"},391840,390210,187290,251730]
[null,null,null,null,{"$f":"F186/Language!$C$11+Language!$C$10","v":15.8},-9,594068.64,208677.73,366870.79,458336.6,469487.37,{"$error":"#N/A"},603110,419180,2723803.17,474280,468550,196980,256590,null,-9,594068.64,208677.73,366870.79,445860,469487.37,378310,603110,332160,{"$error":"#N/A"},399020,397340,190990,256430]
[null,null,null,null,{"$f":"F187/Language!$C$11+Language!$C$10","v":16.700000000000003},{"$f":"(F186+F188)/2","v":-8.5},604338.255,212824.54499999998,373396.01500000001,466187.625,477525.48,{"$error":"#N/A"},613560,426560,2763078.01,482470,476640,200840,261360,null,{"$f":"(U186+U188)/2","v":-8.5},604338.255,212824.54499999998,373396.01500000001,453550,477525.48,385400,613560,338480,{"$error":"#N/A"},406290,404580,194750,261200]
[null,null,null,null,{"$f":"F188/Language!$C$11+Language!$C$10","v":17.600000000000001},-8,614607.87,216971.36,379921.24,474038.65,485563.59,{"$error":"#N/A"},624140,434050,2802352.85,490760,484830,204750,266190,null,-8,614607.87,216971.36,379921.24,461350,485563.59,392590,624140,344890,{"$error":"#N/A"},413670,411920,198570,266030]
[null,null,null,null,{"$f":"F189/Language!$C$11+Language!$C$10","v":18.5},{"$f":"(F188+F190)/2","v":-7.5},625145.18500000006,221244.81,386621.26500000001,482090.755,493807.34,{"$error":"#N/A"},634860,441630,2842452.6500000004,499150,493130,208720,271090,null,{"$f":"(U188+U190)/2","v":-7.5},625145.18500000006,221244.81,386621.26500000001,469240,493807.34,399880,634860,351400,{"$error":"#N/A"},421150,419360,202450,270940]
[null,null,null,null,{"$f":"F190/Language!$C$11+Language!$C$10","v":19.399999999999999},-7,635682.5,225518.26,393321.29,490142.86,502051.09,{"$error":"#N/A"},645720,449310,2882552.45,507660,501530,212750,276050,null,-7,635682.5,225518.26,393321.29,477240,502051.09,407270,645720,357990,{"$error":"#N/A"},428740,426900,206380,275910]
[null,null,null,null,{"$f":"F191/Language!$C$11+Language!$C$10","v":20.3},{"$f":"(F190+F192)/2","v":-6.5},646492.1,229920.91500000001,400199.09499999997,498399.30499999999,510503.77500000002,{"$error":"#N/A"},656720,457100,2923487.0049999999,516270,510050,216840,281090,null,{"$f":"(U190+U192)/2","v":-6.5},646492.1,229920.91500000001,400199.09499999997,485340,510503.77500000002,414770,656720,364680,{"$error":"#N/A"},436420,434540,210370,280950]
[null,null,null,null,{"$f":"F192/Language!$C$11+Language!$C$10","v":21.200000000000003},-6,657301.69999999995,234323.57,407076.9,506655.75,518956.46,{"$error":"#N/A"},667860,464980,2964421.56,525000,518670,220990,286200,null,-6,657301.69999999995,234323.57,407076.9,493540,518956.46,422380,667860,371470,{"$error":"#N/A"},444220,442290,214430,286060]
[null,null,null,null,{"$f":"F193/Language!$C$11+Language!$C$10","v":22.1},{"$f":"(F192+F194)/2","v":-5.5},668388.18999999994,238858.03,414135.45500000002,515119.82999999996,527621.39,{"$error":"#N/A"},679150,472970,3006200.6500000004,533830,527400,225200,291380,null,{"$f":"(U192+U194)/2","v":-5.5},668388.18999999994,238858.03,414135.45500000002,501850,527621.39,430090,679150,378360,{"$error":"#N/A"},452120,450140,218540,291250]
[null,null,null,null,{"$f":"F194/Language!$C$11+Language!$C$10","v":23},-5,679474.68,243392.49,421194.01,523583.91,536286.31999999995,{"$error":"#N/A"},690580,481070,3047979.74,542780,536240,229470,296630,null,-5,679474.68,243392.49,421194.01,510260,536286.31999999995,437910,690580,385340,{"$error":"#N/A"},460120,458090,222720,296500]
[null,null,null,null,{"$f":"F195/Language!$C$11+Language!$C$10","v":23.9},{"$f":"(F194+F196)/2","v":-4.5},690842.7350000001,248061.36499999999,428436.32500000001,532258.93999999994,545166.82999999996,{"$error":"#N/A"},702150,489270,3090613.13,551840,545190,233810,301950,null,{"$f":"(U194+U196)/2","v":-4.5},690842.7350000001,248061.36499999999,428436.32500000001,518770,545166.82999999996,445830,702150,392420,{"$error":"#N/A"},468230,466160,226950,301830]
[null,null,null,null,{"$f":"F196/Language!$C$11+Language!$C$10","v":24.8},-4,702210.79,252730.23999999999,435678.64,540933.97,554047.34,{"$error":"#N/A"},713880,497570,3133246.52,561010,554260,238210,307350,null,-4,702210.79,252730.23999999999,435678.64,527400,554047.34,453870,713880,399600,{"$error":"#N/A"},476450,474330,231250,307230]
[null,null,null,null,{"$f":"F197/Language!$C$11+Language!$C$10","v":25.7},{"$f":"(F196+F198)/2","v":-3.5},713865.09499999997,257536.17499999999,443107.72499999998,549823.28499999992,563146.77499999991,{"$error":"#N/A"},725750,505980,3176743.96,570300,563430,242670,312820,null,{"$f":"(U196+U198)/2","v":-3.5},713865.09499999997,257536.17499999999,443107.72499999998,536130,563146.77499999991,462020,725750,406880,{"$error":"#N/A"},484780,482610,235610,312700]
[null,null,null,null,{"$f":"F198/Language!$C$11+Language!$C$10","v":26.6},-3,725519.4,262342.11,450536.81,558712.6,572246.21,{"$error":"#N/A"},737770,514490,3220241.4,579700,572730,247190,318360,null,-3,725519.4,262342.11,450536.81,544970,572246.21,470280,737770,414260,{"$error":"#N/A"},493230,491000,240030,318250]
[null,null,null,null,{"$f":"F199/Language!$C$11+Language!$C$10","v":27.5},{"$f":"(F198+F200)/2","v":-2.5},737464.7,267287.755,458155.69500000001,567819.55499999993,581567.93500000006,{"$error":"#N/A"},749940,523120,3264612.6150000002,589220,582130,251780,323980,null,{"$f":"(U198+U200)/2","v":-2.5},737464.7,267287.755,458155.69500000001,553920,581567.93500000006,478650,749940,421740,{"$error":"#N/A"},501780,499500,244520,323870]
[null,null,null,null,{"$f":"F200/Language!$C$11+Language!$C$10","v":28.4},-2,749410,272233.40000000002,465774.58,576926.51,590889.66,{"$error":"#N/A"},762260,531850,3308983.83,598860,591660,256440,329670,null,-2,749410,272233.40000000002,465774.58,562980,590889.66,487130,762260,429330,{"$error":"#N/A"},510440,508110,249070,329570]
[null,null,null,null,{"$f":"F201/Language!$C$11+Language!$C$10","v":29.3},{"$f":"(F200+F202)/2","v":-1.5},761651.07499999995,277321.435,473586.30500000005,586254.495,600437.06000000006,{"$error":"#N/A"},774740,540690,3354238.5150000001,608610,601300,261160,335440,null,{"$f":"(U200+U202)/2","v":-1.5},761651.07499999995,277321.435,473586.30500000005,572150,600437.06000000006,495730,774740,437020,{"$error":"#N/A"},519220,516840,253690,335340]
[null,null,null,null,{"$f":"F202/Language!$C$11+Language!$C$10","v":30.2},-1,773892.15,282409.46999999997,481398.03,595582.48,609984.46,{"$error":"#N/A"},787370,549650,3399493.2,618490,611060,265950,341280,null,-1,773892.15,282409.46999999997,481398.03,581430,609984.46,504440,787370,444810,{"$error":"#N/A"},528120,525680,258370,341190]
[null,null,null,null,{"$f":"F203/Language!$C$11+Language!$C$10","v":31.1},{"$f":"(F202+F204)/2","v":-0.5},786433.81,287642.59499999997,489405.65,{"$f":"(J202+J204)/2","v":602886.24},619760.93500000006,{"$error":"#N/A"},800160,558710,3445641.0350000001,628480,620930,270810,347210,null,{"$f":"(U202+U204)/2","v":-0.5},786433.81,287642.59499999997,489405.65,590820,619760.93500000006,513270,800160,452720,{"$error":"#N/A"},537120,534630,263120,347120]
[null,null,null,null,{"$f":"F204/Language!$C$11+Language!$C$10","v":32},0,798975.47,292875.71999999997,497413.27,610190,629537.41,{"$error":"#N/A"},813100,567890,3491788.87,638600,630930,275730,353210,null,0,798975.47,292875.71999999997,497413.27,600330,629537.41,522220,813100,460720,{"$error":"#N/A"},546250,543700,267930,353130]
[null,null,null,null,{"$f":"F205/Language!$C$11+Language!$C$10","v":32.9},{"$f":"(F204+F206)/2","v":0.5},811822.59,298256.64500000002,505619.86499999999,619890,639546.39,{"$error":"#N/A"},826200,577180,{"$error":"#N/A"},648830,641040,280720,359290,null,{"$f":"(U204+U206)/2","v":0.5},811822.59,298256.64500000002,505619.86499999999,609950,639546.39,531280,826200,468840,{"$error":"#N/A"},555490,552880,272820,359210]
[null,null,null,null,{"$f":"F206/Language!$C$11+Language!$C$10","v":33.799999999999997},1,824669.71,303637.57,513826.46,629700,649555.37,{"$error":"#N/A"},839460,586590,{"$error":"#N/A"},659190,651280,285780,365450,null,1,824669.71,303637.57,513826.46,619690,649555.37,540470,839460,477070,{"$error":"#N/A"},564850,562180,277770,365380]
[null,null,null,null,{"$f":"F207/Language!$C$11+Language!$C$10","v":34.700000000000003},{"$f":"(F206+F208)/2","v":1.5},837827.19,309169.04000000004,522235.10499999998,639630,659800.30499999993,{"$error":"#N/A"},852890,596100,{"$error":"#N/A"},669680,661640,290910,371690,null,{"$f":"(U206+U208)/2","v":1.5},837827.19,309169.04000000004,522235.10499999998,629550,659800.30499999993,549780,852890,485400,{"$error":"#N/A"},574330,571600,282790,371620]
[null,null,null,null,{"$f":"F208/Language!$C$11+Language!$C$10","v":35.6},2,850984.67,314700.51,530643.75,649680,670045.24,{"$error":"#N/A"},866470,605740,{"$error":"#N/A"},680280,672130,296110,378010,null,2,850984.67,314700.51,530643.75,639520,670045.24,559200,866470,493850,{"$error":"#N/A"},583930,581140,287880,377940]
[null,null,null,null,{"$f":"F209/Language!$C$11+Language!$C$10","v":36.5},{"$f":"(F208+F210)/2","v":2.5},864457.45,320385.27500000002,539257.54499999993,659850,680529.59,{"$error":"#N/A"},880220,615490,{"$error":"#N/A"},691020,682730,301380,384410,null,{"$f":"(U208+U210)/2","v":2.5},864457.45,320385.27500000002,539257.54499999993,649610,680529.59,568750,880220,502410,{"$error":"#N/A"},593650,590800,293030,384350]
[null,null,null,null,{"$f":"F210/Language!$C$11+Language!$C$10","v":37.4},3,877930.23,326070.03999999998,547871.34,670130,691013.94,{"$error":"#N/A"},894130,625360,{"$error":"#N/A"},701880,693470,306730,390890,null,3,877930.23,326070.03999999998,547871.34,659820,691013.94,578430,894130,511080,{"$error":"#N/A"},603500,600580,298260,390840]
[null,null,null,null,{"$f":"F211/Language!$C$11+Language!$C$10","v":38.299999999999997},{"$f":"(F210+F212)/2","v":3.5},891723.31499999994,331910.88,556693.40999999992,680530,701741.2,{"$error":"#N/A"},908210,635350,{"$error":"#N/A"},712870,704320,312140,397460,null,{"$f":"(U210+U212)/2","v":3.5},891723.31499999994,331910.88,556693.40999999992,670140,701741.2,588230,908210,519860,{"$error":"#N/A"},613460,610480,303570,397410]
[null,null,null,null,{"$f":"F212/Language!$C$11+Language!$C$10","v":39.200000000000003},4,905516.4,337751.72,565515.48,691060,712468.46,{"$error":"#N/A"},922450,645460,{"$error":"#N/A"},723980,715310,317630,404110,null,4,905516.4,337751.72,565515.48,680590,712468.46,598150,922450,528760,{"$error":"#N/A"},623560,620510,308940,404060]
[null,null,null,null,{"$f":"F213/Language!$C$11+Language!$C$10","v":40.1},{"$f":"(F212+F214)/2","v":4.5},919634.81499999994,343751.42499999999,574548.93500000006,701700,723442.14500000002,{"$error":"#N/A"},936870,655690,{"$error":"#N/A"},735230,726420,323190,410850,null,{"$f":"(U212+U214)/2","v":4.5},919634.81499999994,343751.42499999999,574548.93500000006,691170,723442.14500000002,608200,936870,537770,{"$error":"#N/A"},633770,630660,314390,410800]
[null,null,null,null,{"$f":"F214/Language!$C$11+Language!$C$10","v":41},5,933753.23,349751.13,583582.39,712470,734415.83,{"$error":"#N/A"},951450,666040,{"$error":"#N/A"},746600,737670,328830,417670,null,5,933753.23,349751.13,583582.39,701860,734415.83,618380,951450,546910,{"$error":"#N/A"},644120,640930,319900,417620]
[null,null,null,null,{"$f":"F215/Language!$C$11+Language!$C$10","v":41.9},{"$f":"(F214+F216)/2","v":5.5},948202.06,355912.52,592830.38500000001,723360,745639.48499999999,{"$error":"#N/A"},966200,676510,{"$error":"#N/A"},758110,749040,334540,424570,null,{"$f":"(U214+U216)/2","v":5.5},948202.06,355912.52,592830.38500000001,712680,745639.48499999999,628690,966200,556160,{"$error":"#N/A"},654590,651340,325500,424530]
[null,null,null,null,{"$f":"F216/Language!$C$11+Language!$C$10","v":42.8},6,962650.89,362073.91,602078.38,734380,756863.14,{"$error":"#N/A"},981130,687110,{"$error":"#N/A"},769750,760540,340330,431560,null,6,962650.89,362073.91,602078.38,723620,756863.14,639130,981130,565520,{"$error":"#N/A"},665190,661870,331160,431530]
[null,null,null,null,{"$f":"F217/Language!$C$11+Language!$C$10","v":43.7},{"$f":"(F216+F218)/2","v":6.5},977435.26500000001,368399.81999999995,611544.06499999994,745520,768340.32499999995,{"$error":"#N/A"},996230,697830,{"$error":"#N/A"},781520,772170,346190,438640,null,{"$f":"(U216+U218)/2","v":6.5},977435.26500000001,368399.81999999995,611544.06499999994,734690,768340.32499999995,649700,996230,575010,{"$error":"#N/A"},675920,672520,336910,438610]
[null,null,null,null,{"$f":"F218/Language!$C$11+Language!$C$10","v":44.6},7,992219.64,374725.73,621009.75,756790,779817.51,{"$error":"#N/A"},1011500,708670,{"$error":"#N/A"},793420,783940,352130,445810,null,7,992219.64,374725.73,621009.75,745880,779817.51,660410,1011500,584620,{"$error":"#N/A"},686780,683310,342730,445780]
[null,null,null,null,{"$f":"F219/Language!$C$11+Language!$C$10","v":45.5},{"$f":"(F218+F220)/2","v":7.5},1007344.73,381219.01,630696.29499999993,768180,791551.82499999995,{"$error":"#N/A"},1027000,719640,{"$error":"#N/A"},805460,795840,358150,453060,null,{"$f":"(U218+U220)/2","v":7.5},1007344.73,381219.01,630696.29499999993,757200,791551.82499999995,671240,1027000,594350,{"$error":"#N/A"},697770,694230,348620,453040]
[null,null,null,null,{"$f":"F220/Language!$C$11+Language!$C$10","v":46.4},8,1022469.82,387712.29,640382.84,779710,803286.14,{"$error":"#N/A"},1042600,730740,{"$error":"#N/A"},817640,807880,364240,460400,null,8,1022469.82,387712.29,640382.84,768650,803286.14,682210,1042600,604210,{"$error":"#N/A"},708900,705280,354590,460380]
[null,null,null,null,{"$f":"F221/Language!$C$11+Language!$C$10","v":47.3},{"$f":"(F220+F222)/2","v":8.5},1037940.8499999999,394375.815,650293.42500000005,791360,815281.21500000008,{"$error":"#N/A"},1058400,741960,{"$error":"#N/A"},829960,820050,370410,467840,null,{"$f":"(U220+U222)/2","v":8.5},1037940.8499999999,394375.815,650293.42500000005,780230,815281.21500000008,693320,1058400,614180,{"$error":"#N/A"},720160,716460,360640,467820]
[null,null,null,null,{"$f":"F222/Language!$C$11+Language!$C$10","v":48.2},9,1053411.8799999999,401039.34,660204.01,803140,827276.29,{"$error":"#N/A"},1074400,753320,{"$error":"#N/A"},842410,832350,376670,475360,null,9,1053411.8799999999,401039.34,660204.01,791940,827276.29,704560,1074400,624280,{"$error":"#N/A"},731550,727780,366770,475350]
[null,null,null,null,{"$f":"F223/Language!$C$11+Language!$C$10","v":49.099999999999994},{"$f":"(F222+F224)/2","v":9.5},1069234.1200000001,407876,670341.84000000008,815050,839535.77500000002,{"$error":"#N/A"},1090600,764800,{"$error":"#N/A"},855000,844800,383000,482980,null,{"$f":"(U222+U224)/2","v":9.5},1069234.1200000001,407876,670341.84000000008,803780,839535.77500000002,715950,1090600,634510,{"$error":"#N/A"},743080,739230,372980,482960]
[null,null,null,null,{"$f":"F224/Language!$C$11+Language!$C$10","v":50},10,1085056.3600000001,414712.66,680479.67,827100,851795.26,857900,1106900,776410,{"$error":"#N/A"},867730,857380,389410,490680,null,10,1085056.3600000001,414712.66,680479.67,815750,851795.26,727470,1106900,644870,{"$error":"#N/A"},754750,750810,379270,490670]
[null,null,null,null,{"$f":"F225/Language!$C$11+Language!$C$10","v":50.9},{"$f":"(F224+F226)/2","v":10.5},1101235.125,421725.37,690847.94500000007,839280,864322.84000000008,870780,1123400,788160,{"$error":"#N/A"},880600,870100,395910,498480,null,{"$f":"(U224+U226)/2","v":10.5},1101235.125,421725.37,690847.94500000007,827850,864322.84000000008,739130,1123400,655350,{"$error":"#N/A"},766550,762540,385640,498470]
[null,null,null,null,{"$f":"F226/Language!$C$11+Language!$C$10","v":51.8},11,1117413.8899999999,428738.08,701216.22,851590,876850.42,883800,1140200,800040,{"$error":"#N/A"},893610,882970,402490,506380,null,11,1117413.8899999999,428738.08,701216.22,840090,876850.42,750930,1140200,665960,{"$error":"#N/A"},778500,774400,392090,506370]
[null,null,null,null,{"$f":"F227/Language!$C$11+Language!$C$10","v":52.7},{"$f":"(F226+F228)/2","v":11.5},1133954.5600000001,435929.77500000002,711818.17999999993,864030,889649.83000000007,896970,1157100,812050,{"$error":"#N/A"},906770,895970,409150,514370,null,{"$f":"(U226+U228)/2","v":11.5},1133954.5600000001,435929.77500000002,711818.17999999993,852470,889649.83000000007,762870,1157100,676710,{"$error":"#N/A"},790580,786400,398620,514360]
[null,null,null,null,{"$f":"F228/Language!$C$11+Language!$C$10","v":53.599999999999994},12,1150495.23,443121.47,722420.14,876610,902449.24,910280,1174200,824190,{"$error":"#N/A"},920070,909120,415890,522450,null,12,1150495.23,443121.47,722420.14,864970,902449.24,774960,1174200,687580,{"$error":"#N/A"},802810,798540,405230,522440]
[null,null,null,null,{"$f":"F229/Language!$C$11+Language!$C$10","v":54.5},{"$f":"(F228+F230)/2","v":12.5},1167403.2149999999,450495.09499999997,733259.01500000001,889330,915524.23499999999,923740,1191500,836470,{"$error":"#N/A"},933520,922400,422720,530630,null,{"$f":"(U228+U230)/2","v":12.5},1167403.2149999999,450495.09499999997,733259.01500000001,877620,915524.23499999999,787190,1191500,698590,{"$error":"#N/A"},815180,810820,411930,530620]
[null,null,null,null,{"$f":"F230/Language!$C$11+Language!$C$10","v":55.4},13,1184311.2,457868.72,744097.89,902190,928599.23,937340,1208900,848890,{"$error":"#N/A"},947110,935840,429630,538900,null,13,1184311.2,457868.72,744097.89,890400,928599.23,799570,1208900,709730,{"$error":"#N/A"},827690,823240,418710,538900]
[null,null,null,null,{"$f":"F231/Language!$C$11+Language!$C$10","v":56.3},{"$f":"(F230+F232)/2","v":13.5},1201591.98,465427.245,755176.94,915180,941953.61499999999,951100,1226600,861440,{"$error":"#N/A"},960840,949420,436630,547270,null,{"$f":"(U230+U232)/2","v":13.5},1201591.98,465427.245,755176.94,903330,941953.61499999999,812100,1226600,721000,{"$error":"#N/A"},840350,835810,425580,547270]
[null,null,null,null,{"$f":"F232/Language!$C$11+Language!$C$10","v":57.2},14,1218872.76,472985.77,766255.99,928320,955308,965010,1244500,874130,{"$error":"#N/A"},974730,963140,443710,555740,null,14,1218872.76,472985.77,766255.99,916390,955308,824770,1244500,732410,{"$error":"#N/A"},853160,848520,432530,555740]
[null,null,null,null,{"$f":"F233/Language!$C$11+Language!$C$10","v":58.099999999999994},{"$f":"(F232+F234)/2","v":14.5},1236531.855,480732.19500000001,777578.49,941590,968945.60499999998,979060,1262600,886960,{"$error":"#N/A"},988760,977010,450880,564310,null,{"$f":"(U232+U234)/2","v":14.5},1236531.855,480732.19500000001,777578.49,929590,968945.60499999998,837600,1262600,743950,{"$error":"#N/A"},866110,861380,439570,564310]
[null,null,null,null,{"$f":"F234/Language!$C$11+Language!$C$10","v":59},15,1254190.95,488478.62,788900.99,955010,982583.21,993270,1280800,899930,{"$error":"#N/A"},1002900,991030,458140,572970,null,15,1254190.95,488478.62,788900.99,942940,982583.21,850570,1280800,755640,{"$error":"#N/A"},879210,874380,446690,572970]
[null,null,null,null,{"$f":"F235/Language!$C$11+Language!$C$10","v":59.9},{"$f":"(F234+F236)/2","v":15.5},1272233.95,496415.95499999996,800470.22,968560,996507.92999999993,1007600,1299300,913050,{"$error":"#N/A"},1017300,1005200,465480,581740,null,{"$f":"(U234+U236)/2","v":15.5},1272233.95,496415.95499999996,800470.22,956430,996507.92999999993,{"$error":"#N/A"},1299300,767460,{"$error":"#N/A"},892460,887540,453900,581740]
[null,null,null,null,{"$f":"F236/Language!$C$11+Language!$C$10","v":60.8},16,1290276.95,504353.29,812039.45,982270,1010432.65,1022200,1317900,926300,{"$error":"#N/A"},1031800,1019500,472920,590610,null,16,1290276.95,504353.29,812039.45,970060,1010432.65,{"$error":"#N/A"},1317900,779420,{"$error":"#N/A"},905860,900840,461200,590610]
[null,null,null,null,{"$f":"F237/Language!$C$11+Language!$C$10","v":61.7},{"$f":"(F236+F238)/2","v":16.5},1308709.48,512484.56,823858.72,996110,1024648.41,1036800,1336800,939700,{"$error":"#N/A"},1046400,1034000,480440,599580,null,{"$f":"(U236+U238)/2","v":16.5},1308709.48,512484.56,823858.72,983840,1024648.41,{"$error":"#N/A"},1336800,791530,{"$error":"#N/A"},919410,914290,468590,599580]
[null,null,null,null,{"$f":"F238/Language!$C$11+Language!$C$10","v":62.599999999999994},17,1327142.01,520615.83,835677.99,1010100,1038864.17,1051700,1355900,953240,{"$error":"#N/A"},1061200,1048600,488060,608650,null,17,1327142.01,520615.83,835677.99,997760,1038864.17,{"$error":"#N/A"},1355900,803770,{"$error":"#N/A"},933110,927890,476070,608650]
[null,null,null,null,{"$f":"F239/Language!$C$11+Language!$C$10","v":63.5},{"$f":"(F238+F240)/2","v":17.5},1345969.7650000001,528944.09,847750.60499999998,1024200,1053374.9550000001,1066600,1375100,966920,{"$error":"#N/A"},1076100,1063400,495760,617820,null,{"$f":"(U238+U240)/2","v":17.5},1345969.7650000001,528944.09,847750.60499999998,1011800,1053374.9550000001,{"$error":"#N/A"},1375100,816160,{"$error":"#N/A"},946970,941650,483630,617820]
[null,null,null,null,{"$f":"F240/Language!$C$11+Language!$C$10","v":64.400000000000006},18,1364797.52,537272.35,859823.22,1038500,1067885.74,1081800,1394600,980750,{"$error":"#N/A"},1091300,1078300,503560,627100,null,18,1364797.52,537272.35,859823.22,1026000,1067885.74,{"$error":"#N/A"},1394600,828690,{"$error":"#N/A"},960980,955550,491290,627100]
[null,null,null,null,{"$f":"F241/Language!$C$11+Language!$C$10","v":65.3},{"$f":"(F240+F242)/2","v":18.5},1384026.2450000001,545800.67999999993,872152.53,1053000,1082695.58,1097100,1414300,994730,{"$error":"#N/A"},1106500,1093400,511450,636480,null,{"$f":"(U240+U242)/2","v":18.5},1384026.2450000001,545800.67999999993,872152.53,1040400,1082695.58,{"$error":"#N/A"},1414300,841370,{"$error":"#N/A"},975150,969620,499040,636480]
[null,null,null,null,{"$f":"F242/Language!$C$11+Language!$C$10","v":66.199999999999989},19,1403254.97,554329.01,884481.84,1067500,1097505.42,1112500,1434200,1008900,{"$error":"#N/A"},1121900,1108600,519430,645970,null,19,1403254.97,554329.01,884481.84,1054900,1097505.42,{"$error":"#N/A"},1434200,854200,{"$error":"#N/A"},989480,983840,506890,645960]
[null,null,null,null,{"$f":"F243/Language!$C$11+Language!$C$10","v":67.099999999999994},{"$f":"(F242+F244)/2","v":19.5},1422890.48,563060.505,897071.18500000006,1082300,1112618.395,1128200,1454300,1023100,{"$error":"#N/A"},1137500,1124000,527510,655560,null,{"$f":"(U242+U244)/2","v":19.5},1422890.48,563060.505,897071.18500000006,1069600,1112618.395,{"$error":"#N/A"},1454300,867170,{"$error":"#N/A"},1004000,998210,514820,655560]
[null,null,null,null,{"$f":"F244/Language!$C$11+Language!$C$10","v":68},20,1442525.99,571792,909660.53,1097200,1127731.3700000001,1144000,1474600,1037600,{"$error":"#N/A"},1153200,1139600,535680,665260,null,20,1442525.99,571792,909660.53,1084400,1127731.3700000001,{"$error":"#N/A"},1474600,880290,{"$error":"#N/A"},1018600,1012700,522850,665250]
[null,null,null,null,{"$f":"F245/Language!$C$11+Language!$C$10","v":68.900000000000006},{"$f":"(F244+F246)/2","v":20.5},1462574.145,580729.77,922513.28,1112200,1143151.6299999999,1159900,1495100,1052100,{"$error":"#N/A"},1169100,1155300,543950,675070,null,{"$f":"(U244+U246)/2","v":20.5},1462574.145,580729.77,922513.28,1099400,1143151.6299999999,{"$error":"#N/A"},1495100,893560,{"$error":"#N/A"},1033400,1027400,530980,675060]
[null,null,null,null,{"$f":"F246/Language!$C$11+Language!$C$10","v":69.8},21,1482622.3,589667.54,935366.03,1127400,1158571.8899999999,1176000,1515800,1066900,{"$error":"#N/A"},1185200,1171200,552310,684980,null,21,1482622.3,589667.54,935366.03,1114500,1158571.8899999999,{"$error":"#N/A"},1515800,906980,{"$error":"#N/A"},1048400,1042300,539200,684970]
[null,null,null,null,{"$f":"F247/Language!$C$11+Language!$C$10","v":70.699999999999989},{"$f":"(F246+F248)/2","v":21.5},1503089.0249999999,598814.73,948485.58000000007,1142700,1174303.6399999999,1192300,1536800,1081700,{"$error":"#N/A"},1201400,1187200,560770,695010,null,{"$f":"(U246+U248)/2","v":21.5},1503089.0249999999,598814.73,948485.58000000007,1129800,1174303.6399999999,{"$error":"#N/A"},1536800,920560,{"$error":"#N/A"},1063500,1057300,547510,695000]
[null,null,null,null,{"$f":"F248/Language!$C$11+Language!$C$10","v":71.599999999999994},22,1523555.75,607961.92000000004,961605.13,1158200,1190035.3899999999,1208800,1557900,1096800,{"$error":"#N/A"},1217800,1203400,569330,705140,null,22,1523555.75,607961.92000000004,961605.13,1145200,1190035.3899999999,{"$error":"#N/A"},1557900,934290,{"$error":"#N/A"},1078800,1072500,555920,705130]
[null,null,null,null,{"$f":"F249/Language!$C$11+Language!$C$10","v":72.5},{"$f":"(F248+F250)/2","v":22.5},1544447.0350000001,617321.68500000006,974994.875,1173900,1206082.8999999999,1225400,1579300,1111900,{"$error":"#N/A"},1234400,1219800,577980,715390,null,{"$f":"(U248+U250)/2","v":22.5},1544447.0350000001,617321.68500000006,974994.875,1160800,1206082.8999999999,{"$error":"#N/A"},1579300,948170,{"$error":"#N/A"},1094300,1087800,564430,715370]
[null,null,null,null,{"$f":"F250/Language!$C$11+Language!$C$10","v":73.400000000000006},23,1565338.32,626681.44999999995,988384.62,1189700,1222130.4099999999,1242200,1600900,1127300,{"$error":"#N/A"},1251100,1236300,586730,725750,null,23,1565338.32,626681.44999999995,988384.62,1176600,1222130.4099999999,{"$error":"#N/A"},1600900,962210,{"$error":"#N/A"},1109900,1103300,573040,725720]
[null,null,null,null,{"$f":"F251/Language!$C$11+Language!$C$10","v":74.3},{"$f":"(F250+F252)/2","v":23.5},1586660.21,636256.98499999999,1002047.985,1205700,1238498.02,1259100,1622800,1142800,{"$error":"#N/A"},1268000,1253000,595590,736220,null,{"$f":"(U250+U252)/2","v":23.5},1586660.21,636256.98499999999,1002047.985,1192500,1238498.02,{"$error":"#N/A"},1622800,976410,{"$error":"#N/A"},1125700,1119000,581740,736190]
[null,null,null,null,{"$f":"F252/Language!$C$11+Language!$C$10","v":75.199999999999989},24,1607982.1,645832.52,1015711.35,1221800,1254865.6299999999,1276300,1644800,1158400,{"$error":"#N/A"},1285000,1269900,604540,746800,null,24,1607982.1,645832.52,1015711.35,1208600,1254865.6299999999,{"$error":"#N/A"},1644800,990760,{"$error":"#N/A"},1141700,1134900,590550,746770]
[null,null,null,null,{"$f":"F253/Language!$C$11+Language!$C$10","v":76.099999999999994},{"$f":"(F252+F254)/2","v":24.5},1629740.7200000002,655627.02500000002,1029651.78,1238100,1271557.7450000001,1293600,1667100,1174300,{"$error":"#N/A"},1302200,1286900,613590,757490,null,{"$f":"(U252+U254)/2","v":24.5},1629740.7200000002,655627.02500000002,1029651.78,1224800,1271557.7450000001,{"$error":"#N/A"},1667100,1005300,{"$error":"#N/A"},1157800,1150900,599460,757460]
[null,null,null,null,{"$f":"F254/Language!$C$11+Language!$C$10","v":77},25,1651499.34,665421.53,1043592.21,1254600,1288249.8600000001,1311000,1689600,1190200,{"$error":"#N/A"},1319600,1304100,622750,768300,null,25,1651499.34,665421.53,1043592.21,1241200,1288249.8600000001,{"$error":"#N/A"},1689600,1019900,{"$error":"#N/A"},1174100,1167100,608460,768270]
[null,null,null,null,{"$f":"F255/Language!$C$11+Language!$C$10","v":77.900000000000006},{"$f":"(F254+F256)/2","v":25.5},1673700.865,675438.24,1057813.165,1271200,1305270.9750000001,1328700,1712400,1206400,{"$error":"#N/A"},1337200,1321500,632010,779230,null,{"$f":"(U254+U256)/2","v":25.5},1673700.865,675438.24,1057813.165,1257800,1305270.9750000001,{"$error":"#N/A"},1712400,1034800,{"$error":"#N/A"},1190600,1183400,617570,779190]
[null,null,null,null,{"$f":"F256/Language!$C$11+Language!$C$10","v":78.8},26,1695902.39,685454.95,1072034.1200000001,1288000,1322292.0900000001,1346500,1735300,1222700,{"$error":"#N/A"},1354900,1339000,641370,790270,null,26,1695902.39,685454.95,1072034.1200000001,1274500,1322292.0900000001,{"$error":"#N/A"},1735300,1049800,{"$error":"#N/A"},1207300,1199900,626780,790220]
[null,null,null,null,{"$f":"F257/Language!$C$11+Language!$C$10","v":79.699999999999989},{"$f":"(F256+F258)/2","v":26.5},1718553.06,695697.125,1086539.0900000001,1304900,1339646.77,1364500,1758500,1239100,{"$error":"#N/A"},1372900,1356700,650830,801430,null,{"$f":"(U256+U258)/2","v":26.5},1718553.06,695697.125,1086539.0900000001,1291400,1339646.77,{"$error":"#N/A"},1758500,1064900,{"$error":"#N/A"},1224100,1216700,636100,801380]
[null,null,null,null,{"$f":"F258/Language!$C$11+Language!$C$10","v":80.599999999999994},27,1741203.73,705939.3,1101044.06,1322100,1357001.45,1382700,1781900,1255800,{"$error":"#N/A"},1390900,1374600,660400,812700,null,27,1741203.73,705939.3,1101044.06,1308400,1357001.45,{"$error":"#N/A"},1781900,1080300,{"$error":"#N/A"},1241200,1233500,645520,812650]
[null,null,null,null,{"$f":"F259/Language!$C$11+Language!$C$10","v":81.5},{"$f":"(F258+F260)/2","v":27.5},1764309.87,716410.21500000008,1115836.54,1339300,1374694.35,1401000,1805600,1272500,{"$error":"#N/A"},1409200,1392600,670080,824100,null,{"$f":"(U258+U260)/2","v":27.5},1764309.87,716410.21500000008,1115836.54,1325700,1374694.35,{"$error":"#N/A"},1805600,1095800,{"$error":"#N/A"},1258300,1250600,655040,824040]
[null,null,null,null,{"$f":"F260/Language!$C$11+Language!$C$10","v":82.4},28,1787416.01,726881.13,1130629.02,1356800,1392387.25,1419600,1829500,1289500,{"$error":"#N/A"},1427600,1410900,679860,835610,null,28,1787416.01,726881.13,1130629.02,1343100,1392387.25,{"$error":"#N/A"},1829500,1111400,{"$error":"#N/A"},1275700,1267800,664670,835550]
[null,null,null,null,{"$f":"F261/Language!$C$11+Language!$C$10","v":83.3},{"$f":"(F260+F262)/2","v":28.5},1810983.99,737584.1,1145712.5449999999,1374400,1410423.12,1438300,1853600,1306600,{"$error":"#N/A"},1446300,1429300,689750,847250,null,{"$f":"(U260+U262)/2","v":28.5},1810983.99,737584.1,1145712.5449999999,1360600,1410423.12,{"$error":"#N/A"},1853600,1127300,{"$error":"#N/A"},1293300,1285200,674410,847180]
[null,null,null,null,{"$f":"F262/Language!$C$11+Language!$C$10","v":84.199999999999989},29,1834551.97,748287.07,1160796.07,1392200,1428458.99,1457200,1878000,1323900,{"$error":"#N/A"},1465000,1447800,699740,859000,null,29,1834551.97,748287.07,1160796.07,1378400,1428458.99,{"$error":"#N/A"},1878000,1143300,{"$error":"#N/A"},1311000,1302800,684250,858920]
[null,null,null,null,{"$f":"F263/Language!$C$11+Language!$C$10","v":85.1},{"$f":"(F262+F264)/2","v":29.5},1858588.2549999999,759225.41999999993,1176174.1850000001,1410200,1446842.655,1476300,1902600,1341400,{"$error":"#N/A"},1484000,1466600,709850,870880,null,{"$f":"(U262+U264)/2","v":29.5},1858588.2549999999,759225.41999999993,1176174.1850000001,1396300,1446842.655,{"$error":"#N/A"},1902600,1159500,{"$error":"#N/A"},1328900,1320600,694200,870800]
[null,null,null,null,{"$f":"F264/Language!$C$11+Language!$C$10","v":86},30,1882624.54,770163.77,1191552.3,1428300,1465226.32,1495500,1927500,1359000,{"$error":"#N/A"},1503200,1485500,720060,882880,null,30,1882624.54,770163.77,1191552.3,1414400,1465226.32,{"$error":"#N/A"},1927500,1175800,{"$error":"#N/A"},1347100,1338600,704260,882790]
[null,null,null,null,{"$f":"F265/Language!$C$11+Language!$C$10","v":86.9},{"$f":"(F264+F266)/2","v":30.5},1907135.645,781340.875,1207228.58,1446600,1483962.7349999999,1515000,1952600,1376800,{"$error":"#N/A"},1522500,1504700,730390,895000,null,{"$f":"(U264+U266)/2","v":30.5},{"$error":"#N/A"},{"$error":"#N/A"},{"$error":"#N/A"},{"$f":"(#REF!+Y266)/2","v":{"$error":"#REF!"}},{"$error":"#N/A"},{"$error":"#N/A"},1952600,1192300,{"$error":"#N/A"},1365400,1356700,714430,894900]
[null,null,null,null,{"$f":"F266/Language!$C$11+Language!$C$10","v":87.8},31,1931646.75,792517.98,1222904.8600000001,1465100,1502699.15,1534600,1978000,1394800,{"$error":"#N/A"},1542000,1524000,740820,907250,null,31,{"$error":"#N/A"},{"$error":"#N/A"},{"$error":"#N/A"},{"$error":"#N/A"},{"$error":"#N/A"},{"$error":"#N/A"},1978000,1209000,{"$error":"#N/A"},1383800,1375000,724710,907150]
[null,null,null,null,{"$f":"F267/Language!$C$11+Language!$C$10","v":88.699999999999989},{"$f":"(F266+F268)/2","v":31.5},1956639.28,803937.22,1238882.9100000001,1483800,1521793.35,1554500,2003600,1412900,{"$error":"#N/A"},1561700,1543500,751370,919620,null,{"$f":"(U266+U268)/2","v":31.5},{"$error":"#N/A"},{"$error":"#N/A"},{"$error":"#N/A"},{"$error":"#N/A"},{"$error":"#N/A"},{"$error":"#N/A"},2003600,1225900,{"$error":"#N/A"},1402500,1393600,735100,919510]
[null,null,null,null,{"$f":"F268/Language!$C$11+Language!$C$10","v":89.6},32,1981631.81,815356.46,1254860.96,1502700,1540887.55,1574500,2029400,1431200,{"$error":"#N/A"},1581600,1563100,762020,932120,null,32,{"$error":"#N/A"},{"$error":"#N/A"},{"$error":"#N/A"},{"$error":"#N/A"},{"$error":"#N/A"},{"$error":"#N/A"},2029400,1243000,{"$error":"#N/A"},1421400,1412300,745600,932000]
[null,null,null,null,{"$f":"F269/Language!$C$11+Language!$C$10","v":90.5},{"$f":"(F268+F270)/2","v":32.5},2007112.4300000002,827021.255,1271144.3999999999,1521700,1560344.6950000001,1594700,2055500,1449700,{"$error":"#N/A"},1601700,1583000,772790,944750,null,{"$f":"(U268+U270)/2","v":32.5},{"$error":"#N/A"},{"$error":"#N/A"},{"$error":"#N/A"},{"$error":"#N/A"},{"$error":"#N/A"},{"$error":"#N/A"},2055500,1260200,{"$error":"#N/A"},1440400,1431200,756220,944620]
[null,null,null,null,{"$f":"F270/Language!$C$11+Language!$C$10","v":91.4},33,2032593.05,838686.05,1287427.8400000001,1540900,1579801.84,1615100,2081900,1468400,{"$error":"#N/A"},1622000,1603000,783680,957500,null,33,{"$error":"#N/A"},{"$error":"#N/A"},{"$error":"#N/A"},{"$error":"#N/A"},{"$error":"#N/A"},{"$error":"#N/A"},2081900,1277600,{"$error":"#N/A"},1459700,1450200,766940,957360]
[null,null,null,null,{"$f":"F271/Language!$C$11+Language!$C$10","v":92.3},{"$f":"(F270+F272)/2","v":33.5},2058568.51,850599.84499999997,1304020.32,1560300,1599627.2000000002,1635700,2108500,1487200,{"$error":"#N/A"},1642400,1623200,794680,970380,null,{"$f":"(U270+U272)/2","v":33.5},{"$error":"#N/A"},{"$error":"#N/A"},{"$error":"#N/A"},{"$error":"#N/A"},{"$error":"#N/A"},{"$error":"#N/A"},2108500,1295200,{"$error":"#N/A"},1479100,1469500,777790,970240]
[null,null,null,null,{"$f":"F272/Language!$C$11+Language!$C$10","v":93.199999999999989},34,2084543.97,862513.64,1320612.8,1579800,1619452.56,1656500,2135300,1506300,{"$error":"#N/A"},1663100,1643600,805790,983390,null,34,{"$error":"#N/A"},{"$error":"#N/A"},{"$error":"#N/A"},{"$error":"#N/A"},{"$error":"#N/A"},{"$error":"#N/A"},2135300,1313000,{"$error":"#N/A"},1498800,1489000,788740,983240]
[null,null,null,null,{"$f":"F273/Language!$C$11+Language!$C$10","v":94.1},{"$f":"(F272+F274)/2","v":34.5},2111021.0950000002,874679.92500000005,1337518.0049999999,1599600,1639651.54,1677400,2162500,1525500,{"$error":"#N/A"},1683900,1664300,817020,996530,null,{"$f":"(U272+U274)/2","v":34.5},{"$error":"#N/A"},{"$error":"#N/A"},{"$error":"#N/A"},{"$error":"#N/A"},{"$error":"#N/A"},{"$error":"#N/A"},2162500,1330900,{"$error":"#N/A"},1518600,1508700,799820,996370]
[null,null,null,null,{"$f":"F274/Language!$C$11+Language!$C$10","v":95},35,2137498.2200000002,886846.21,1354423.21,1619500,1659850.52,1698600,2189800,1544800,{"$error":"#N/A"},1704900,1685000,828370,1009800,null,35,{"$error":"#N/A"},{"$error":"#N/A"},{"$error":"#N/A"},{"$error":"#N/A"},{"$error":"#N/A"},{"$error":"#N/A"},2189800,1349100,{"$error":"#N/A"},1538700,1528600,811010,1009600]
[null,null,null,null,{"$f":"F275/Language!$C$11+Language!$C$10","v":95.9},{"$f":"(F274+F276)/2","v":35.5},2164483.91,899268.48499999999,1371644.85,1639700,1680428.6400000001,1720000,2217500,1564400,{"$error":"#N/A"},1726200,1706000,839840,1023200,null,{"$f":"(U274+U276)/2","v":35.5},{"$error":"#N/A"},{"$error":"#N/A"},{"$error":"#N/A"},{"$error":"#N/A"},{"$error":"#N/A"},{"$error":"#N/A"},2217500,1367400,{"$error":"#N/A"},1558900,1548600,822310,1023000]
[null,null,null,null,{"$f":"F276/Language!$C$11+Language!$C$10","v":96.8},36,2191469.6,911690.76,1388866.49,1660000,1701006.76,1741600,2245400,1584200,{"$error":"#N/A"},1747600,1727200,851420,1036700,null,36,{"$error":"#N/A"},{"$error":"#N/A"},{"$error":"#N/A"},{"$error":"#N/A"},{"$error":"#N/A"},{"$error":"#N/A"},2245400,1386000,{"$error":"#N/A"},1579400,1568900,833740,1036600]
[null,null,null,null,{"$f":"F277/Language!$C$11+Language!$C$10","v":97.7},{"$f":"(F276+F278)/2","v":36.5},2218970.84,924372.57499999995,1406408.3050000002,1680500,1721969.6800000002,1763300,2273600,1604100,{"$error":"#N/A"},1769200,1748600,863120,1050400,null,{"$f":"(U276+U278)/2","v":36.5},{"$error":"#N/A"},{"$error":"#N/A"},{"$error":"#N/A"},{"$error":"#N/A"},{"$error":"#N/A"},{"$error":"#N/A"},2273600,1404700,{"$error":"#N/A"},1600000,1589400,845280,1050200]
[null,null,null,null,{"$f":"F278/Language!$C$11+Language!$C$10","v":98.6},37,2246472.08,937054.39,1423950.12,1701200,1742932.6,1785300,2302000,1624200,{"$error":"#N/A"},1791000,1770100,874950,1064200,null,37,{"$error":"#N/A"},{"$error":"#N/A"},{"$error":"#N/A"},{"$error":"#N/A"},{"$error":"#N/A"},{"$error":"#N/A"},2302000,1423600,{"$error":"#N/A"},1620900,1610000,856940,1064000]
[null,null,null,null,{"$f":"F279/Language!$C$11+Language!$C$10","v":99.5},{"$f":"(F278+F280)/2","v":37.5},2274495.94,949999.31499999994,1441815.875,1722100,1764286.135,1807500,2330700,1644500,{"$error":"#N/A"},1813000,1791900,886890,1078200,null,{"$f":"(U278+U280)/2","v":37.5},{"$error":"#N/A"},{"$error":"#N/A"},{"$error":"#N/A"},{"$error":"#N/A"},{"$error":"#N/A"},{"$error":"#N/A"},2330700,1442700,{"$error":"#N/A"},1642000,1630900,868730,1077900]
[null,null,null,null,{"$f":"F280/Language!$C$11+Language!$C$10","v":100.39999999999999},38,2302519.7999999998,962944.24,1459681.63,1743100,1785639.67,1829900,2359700,1665000,{"$error":"#N/A"},1835200,1813900,898960,1092200,null,38,{"$error":"#N/A"},{"$error":"#N/A"},{"$error":"#N/A"},{"$error":"#N/A"},{"$error":"#N/A"},{"$error":"#N/A"},2359700,1462000,{"$error":"#N/A"},1663200,1652000,880630,1092000]
[null,null,null,null,{"$f":"F281/Language!$C$11+Language!$C$10","v":101.3},{"$f":"(F280+F282)/2","v":38.5},2331073.415,976155.89500000002,1477875.14,1764400,1807389.7650000001,1852400,2388900,1685700,{"$error":"#N/A"},1857600,1836000,911140,1106500,null,{"$f":"(U280+U282)/2","v":38.5},{"$error":"#N/A"},{"$error":"#N/A"},{"$error":"#N/A"},{"$error":"#N/A"},{"$error":"#N/A"},{"$error":"#N/A"},2388900,1481500,{"$error":"#N/A"},1684700,1673300,892660,1106200]
[null,null,null,null,{"$f":"F282/Language!$C$11+Language!$C$10","v":102.2},39,2359627.0299999998,989367.55,1496068.65,1785900,1829139.86,1875200,2418400,1706600,{"$error":"#N/A"},1880200,1858400,923460,1120800,null,39,{"$error":"#N/A"},{"$error":"#N/A"},{"$error":"#N/A"},{"$error":"#N/A"},{"$error":"#N/A"},{"$error":"#N/A"},2418400,1501200,{"$error":"#N/A"},1706400,1694800,904810,1120500]
[null,null,null,null,{"$f":"F283/Language!$C$11+Language!$C$10","v":103.1},{"$f":"(F282+F284)/2","v":39.5},2388717.6349999998,1002849.5800000001,1514593.7549999999,1807600,1851292.6400000001,1898200,2448200,1727600,{"$error":"#N/A"},1903000,1880900,935890,1135300,null,{"$f":"(U282+U284)/2","v":39.5},{"$error":"#N/A"},{"$error":"#N/A"},{"$error":"#N/A"},{"$error":"#N/A"},{"$error":"#N/A"},{"$error":"#N/A"},2448200,1521100,{"$error":"#N/A"},1728300,1716500,917090,1135000]
[null,null,null,null,{"$f":"F284/Language!$C$11+Language!$C$10","v":104},40,2417808.2400000002,1016331.61,1533118.86,1829400,1873445.42,1921400,2478300,1748900,{"$error":"#N/A"},1926100,1903700,948450,1149900,null,40,{"$error":"#N/A"},{"$error":"#N/A"},{"$error":"#N/A"},{"$error":"#N/A"},{"$error":"#N/A"},{"$error":"#N/A"},2478300,1541200,{"$error":"#N/A"},1750500,1738500,929490,1149600]
[null,null,null,null,{"$f":"F285/Language!$C$11+Language!$C$10","v":104.89999999999999},{"$f":"(F284+F286)/2","v":40.5},2447443.16,1030087.6950000001,1551979.4350000001,1851500,1896007.165,1944800,2508700,1770300,{"$error":"#N/A"},1949300,1926700,961140,1164700,null,{"$f":"(U284+U286)/2","v":40.5},{"$error":"#N/A"},{"$error":"#N/A"},{"$error":"#N/A"},{"$error":"#N/A"},{"$error":"#N/A"},{"$error":"#N/A"},2508700,1561500,{"$error":"#N/A"},1772800,1760600,942010,1164400]
[null,null,null,null,{"$f":"F286/Language!$C$11+Language!$C$10","v":105.8},41,2477078.08,1043843.78,1570840.01,1873700,1918568.91,1968400,2539300,1791900,{"$error":"#N/A"},1972700,1949800,973950,1179600,null,41,{"$error":"#N/A"},{"$error":"#N/A"},{"$error":"#N/A"},{"$error":"#N/A"},{"$error":"#N/A"},{"$error":"#N/A"},2539300,1582000,{"$error":"#N/A"},1795400,1783000,954670,1179300]
[null,null,null,null,{"$f":"F287/Language!$C$11+Language!$C$10","v":106.7},{"$f":"(F286+F288)/2","v":41.5},2507264.7050000001,1057877.6499999999,1590039.9750000001,1896200,1941546.0649999999,1992300,2570200,1813800,{"$error":"#N/A"},1996300,1973200,986890,1194700,null,{"$f":"(U286+U288)/2","v":41.5},{"$error":"#N/A"},{"$error":"#N/A"},{"$error":"#N/A"},{"$error":"#N/A"},{"$error":"#N/A"},{"$error":"#N/A"},2570200,1602700,{"$error":"#N/A"},1818200,1805500,967450,1194300]
[null,null,null,null,{"$f":"F288/Language!$C$11+Language!$C$10","v":107.6},42,2537451.33,1071911.52,1609239.94,1918900,1964523.22,2016300,2601400,1835800,{"$error":"#N/A"},2020200,1996800,999960,1209900,null,42,{"$error":"#N/A"},{"$error":"#N/A"},{"$error":"#N/A"},{"$error":"#N/A"},{"$error":"#N/A"},{"$error":"#N/A"},2601400,1623600,{"$error":"#N/A"},1841200,1828300,980350,1209500]
[null,null,null,null,{"$f":"F289/Language!$C$11+Language!$C$10","v":108.5},{"$f":"(F288+F290)/2","v":42.5},2568197.165,1086226.9350000001,1628783.2450000001,1941800,1987922.4350000001,2040600,2632900,1858000,{"$error":"#N/A"},2044200,2020600,1013200,1225200,null,{"$f":"(U288+U290)/2","v":42.5},{"$error":"#N/A"},{"$error":"#N/A"},{"$error":"#N/A"},{"$error":"#N/A"},{"$error":"#N/A"},{"$error":"#N/A"},2632900,1644700,{"$error":"#N/A"},1864400,1851400,993390,1224900]
[null,null,null,null,{"$f":"F290/Language!$C$11+Language!$C$10","v":109.39999999999999},43,2598943,1100542.3500000001,1648326.55,1964800,2011321.65,2065000,2664700,1880500,{"$error":"#N/A"},2068500,2044600,1026500,1240700,null,43,{"$error":"#N/A"},{"$error":"#N/A"},{"$error":"#N/A"},{"$error":"#N/A"},{"$error":"#N/A"},{"$error":"#N/A"},2664700,1666000,{"$error":"#N/A"},1887900,1874600,1006600,1240300]
[null,null,null,null,{"$f":"F291/Language!$C$11+Language!$C$10","v":110.3},{"$f":"(F290+F292)/2","v":43.5},2630255.625,1115143.1100000001,1668217.2000000002,1988100,2035149.7450000001,2089700,2696800,1903100,{"$error":"#N/A"},2093000,2068800,1039900,1256300,null,{"$f":"(U290+U292)/2","v":43.5},{"$error":"#N/A"},{"$error":"#N/A"},{"$error":"#N/A"},{"$error":"#N/A"},{"$error":"#N/A"},{"$error":"#N/A"},2696800,1687600,{"$error":"#N/A"},1911600,1898100,1019900,1256000]
[null,null,null,null,{"$f":"F292/Language!$C$11+Language!$C$10","v":111.2},44,2661568.25,1129743.8700000001,1688107.85,2011600,2058977.84,2114600,2729200,1925900,{"$error":"#N/A"},2117700,2093200,1053500,1272100,null,44,{"$error":"#N/A"},{"$error":"#N/A"},{"$error":"#N/A"},{"$error":"#N/A"},{"$error":"#N/A"},{"$error":"#N/A"},2729200,1709300,{"$error":"#N/A"},1935500,1921800,1033300,1271700]
[null,null,null,null,{"$f":"F293/Language!$C$11+Language!$C$10","v":112.1},{"$f":"(F292+F294)/2","v":44.5},2693455.34,1144633.835,1708349.8900000001,2035400,2083241.85,2139800,2761800,1948900,{"$error":"#N/A"},2142600,2117800,1067300,1288100,null,{"$f":"(U292+U294)/2","v":44.5},{"$error":"#N/A"},{"$error":"#N/A"},{"$error":"#N/A"},{"$error":"#N/A"},{"$error":"#N/A"},{"$error":"#N/A"},2761800,1731300,{"$error":"#N/A"},1959600,1945700,1046800,1287600]
[null,null,null,null,{"$f":"F294/Language!$C$11+Language!$C$10","v":113},45,2725342.43,1159523.8,1728591.93,2059300,2107505.86,2165100,2794800,1972200,{"$error":"#N/A"},2167700,2142700,1081100,1304100,null,45,{"$error":"#N/A"},{"$error":"#N/A"},{"$error":"#N/A"},{"$error":"#N/A"},{"$error":"#N/A"},{"$error":"#N/A"},2794800,1753500,{"$error":"#N/A"},1984000,1969800,1060500,1303700]
[null,null,null,null,{"$f":"F295/Language!$C$11+Language!$C$10","v":113.89999999999999},{"$f":"(F294+F296)/2","v":45.5},2757811.7549999999,1174706.8500000001,1749189.44,2083400,2132213.0249999999,2190700,2828000,1995600,{"$error":"#N/A"},2193000,2167700,1095100,1320400,null,{"$f":"(U294+U296)/2","v":45.5},{"$error":"#N/A"},{"$error":"#N/A"},{"$error":"#N/A"},{"$error":"#N/A"},{"$error":"#N/A"},{"$error":"#N/A"},2828000,1775900,{"$error":"#N/A"},2008600,1994200,1074400,1319900]
[null,null,null,null,{"$f":"F296/Language!$C$11+Language!$C$10","v":114.8},46,2790281.08,1189889.8999999999,1769786.95,2107800,2156920.19,2216500,2861600,2019200,{"$error":"#N/A"},2218600,2193000,1109200,1336800,null,46,{"$error":"#N/A"},{"$error":"#N/A"},{"$error":"#N/A"},{"$error":"#N/A"},{"$error":"#N/A"},{"$error":"#N/A"},2861600,1798500,{"$error":"#N/A"},2033500,2018800,1088300,1336300]
[null,null,null,null,{"$f":"F297/Language!$C$11+Language!$C$10","v":115.7},{"$f":"(F296+F298)/2","v":46.5},2823340.5049999999,1205369.9750000001,1790744.075,2132400,2182077.9649999999,2242500,2895500,2043100,{"$error":"#N/A"},2244300,2218500,1123500,1353300,null,{"$f":"(U296+U298)/2","v":46.5},{"$error":"#N/A"},{"$error":"#N/A"},{"$error":"#N/A"},{"$error":"#N/A"},{"$error":"#N/A"},{"$error":"#N/A"},2895500,1821400,{"$error":"#N/A"},2058600,2043700,1102400,1352800]
[null,null,null,null,{"$f":"F298/Language!$C$11+Language!$C$10","v":116.6},47,2856399.93,1220850.05,1811701.2,2157200,2207235.7400000002,2268700,2929600,2067100,{"$error":"#N/A"},2270300,2244200,1137900,1370000,null,47,{"$error":"#N/A"},{"$error":"#N/A"},{"$error":"#N/A"},{"$error":"#N/A"},{"$error":"#N/A"},{"$error":"#N/A"},2929600,1844400,{"$error":"#N/A"},2083900,2068800,1116700,1369500]
[null,null,null,null,{"$f":"F299/Language!$C$11+Language!$C$10","v":117.5},{"$f":"(F298+F300)/2","v":47.5},2890057.41,1236631.1400000001,1833022.13,2182200,2232851.83,2295200,2964100,2091400,{"$error":"#N/A"},2296600,2270100,1152400,1386800,null,{"$f":"(U298+U300)/2","v":47.5},{"$error":"#N/A"},{"$error":"#N/A"},{"$error":"#N/A"},{"$error":"#N/A"},{"$error":"#N/A"},{"$error":"#N/A"},2964100,1867700,{"$error":"#N/A"},2109500,2094100,1131000,1386300]
[null,null,null,null,{"$f":"F300/Language!$C$11+Language!$C$10","v":118.39999999999999},48,2923714.89,1252412.23,1854343.06,2207400,2258467.92,2321900,2998900,2115900,{"$error":"#N/A"},2323000,2296300,1167100,1403800,null,48,{"$error":"#N/A"},{"$error":"#N/A"},{"$error":"#N/A"},{"$error":"#N/A"},{"$error":"#N/A"},{"$error":"#N/A"},2998900,1891200,{"$error":"#N/A"},2135300,2119700,1145600,1403300]
[null,null,null,null,{"$f":"F301/Language!$C$11+Language!$C$10","v":119.3},{"$f":"(F300+F302)/2","v":48.5},2957978.49,1268498.3599999999,1876032.0350000001,2232900,2284550.2450000001,2348800,3034000,2140500,{"$error":"#N/A"},2349700,2322700,1181900,1421000,null,{"$f":"(U300+U302)/2","v":48.5},{"$error":"#N/A"},{"$error":"#N/A"},{"$error":"#N/A"},{"$error":"#N/A"},{"$error":"#N/A"},{"$error":"#N/A"},3034000,1915000,{"$error":"#N/A"},2161400,2145500,1160200,1420400]
[null,null,null,null,{"$f":"F302/Language!$C$11+Language!$C$10","v":120.2},49,2992242.09,1284584.49,1897721.01,2258600,2310632.5699999998,2376000,3069400,2165400,{"$error":"#N/A"},2376600,2349300,1196800,1438300,null,49,{"$error":"#N/A"},{"$error":"#N/A"},{"$error":"#N/A"},{"$error":"#N/A"},{"$error":"#N/A"},{"$error":"#N/A"},3069400,1939000,{"$error":"#N/A"},2187700,2171600,1175000,1437700]
[null,null,null,null,{"$f":"F303/Language!$C$11+Language!$C$10","v":121.1},{"$f":"(F302+F304)/2","v":49.5},3027119.9699999997,1300979.75,1919782.335,2284500,2337189.3250000002,2403400,3105200,2190600,{"$error":"#N/A"},2403700,2376100,1211900,1455700,null,{"$f":"(U302+U304)/2","v":49.5},{"$error":"#N/A"},{"$error":"#N/A"},{"$error":"#N/A"},{"$error":"#N/A"},{"$error":"#N/A"},{"$error":"#N/A"},3105200,1963200,{"$error":"#N/A"},2214300,2197900,1189900,1455200]
[null,null,null,null,{"$f":"F304/Language!$C$11+Language!$C$10","v":122},50,3061997.85,1317375.01,1941843.66,2310600,2363746.08,2431000,3141200,2215900,{"$error":"#N/A"},2431000,2403200,1227200,1473400,null,50,{"$error":"#N/A"},{"$error":"#N/A"},{"$error":"#N/A"},{"$error":"#N/A"},{"$error":"#N/A"},{"$error":"#N/A"},3141200,1987600,{"$error":"#N/A"},2241100,2224400,1205000,1472800]
[null,null,null,null,{"$f":"F305/Language!$C$11+Language!$C$10","v":122.89999999999999},{"$f":"(F304+F306)/2","v":50.5},3097498.27,1334083.5350000001,1964281.6850000001,2337000,2390785.71,2458800,3177600,2241400,{"$error":"#N/A"},2458600,2430400,1242500,1491200,null,{"$f":"(U304+U306)/2","v":50.5},{"$error":"#N/A"},{"$error":"#N/A"},{"$error":"#N/A"},{"$error":"#N/A"},{"$error":"#N/A"},{"$error":"#N/A"},3177600,2012300,{"$error":"#N/A"},2268200,2251300,1220200,1490500]
[null,null,null,null,{"$f":"F306/Language!$C$11+Language!$C$10","v":123.8},51,3132998.69,1350792.06,1986719.71,2363600,2417825.34,2486900,3214300,2267200,{"$error":"#N/A"},2486400,2458000,1258100,1509100,null,51,{"$error":"#N/A"},{"$error":"#N/A"},{"$error":"#N/A"},{"$error":"#N/A"},{"$error":"#N/A"},{"$error":"#N/A"},3214300,2037200,{"$error":"#N/A"},2295500,2278300,1235600,1508500]
[null,null,null,null,{"$f":"F307/Language!$C$11+Language!$C$10","v":124.7},{"$f":"(F306+F308)/2","v":51.5},3169130.0149999997,1367818.0449999999,2009538.87,2390500,2445356.5750000002,2515300,3251300,2293200,{"$error":"#N/A"},2514500,2485700,1273700,1527200,null,{"$f":"(U306+U308)/2","v":51.5},{"$error":"#N/A"},{"$error":"#N/A"},{"$error":"#N/A"},{"$error":"#N/A"},{"$error":"#N/A"},{"$error":"#N/A"},3251300,2062400,{"$error":"#N/A"},2323100,2305600,1251100,1526600]
[null,null,null,null,{"$f":"F308/Language!$C$11+Language!$C$10","v":125.6},52,3205261.34,1384844.03,2032358.03,2417500,2472887.81,2543800,3288700,2319400,{"$error":"#N/A"},2542700,2513700,1289500,1545500,null,52,{"$error":"#N/A"},{"$error":"#N/A"},{"$error":"#N/A"},{"$error":"#N/A"},{"$error":"#N/A"},{"$error":"#N/A"},3288700,2087800,{"$error":"#N/A"},2350900,2333200,1266800,1544800]
[null,null,null,null,{"$f":"F309/Language!$C$11+Language!$C$10","v":126.5},{"$f":"(F308+F310)/2","v":52.5},3242032.0350000001,1402191.72,2055562.81,2444900,2500919.67,2572600,3326400,2345800,{"$error":"#N/A"},2571300,2541900,1305500,1563900,null,{"$f":"(U308+U310)/2","v":52.5},{"$error":"#N/A"},{"$error":"#N/A"},{"$error":"#N/A"},{"$error":"#N/A"},{"$error":"#N/A"},{"$error":"#N/A"},3326400,2113400,{"$error":"#N/A"},2379100,2361100,1282600,1563200]
[null,null,null,null,{"$f":"F310/Language!$C$11+Language!$C$10","v":127.39999999999999},53,3278802.73,1419539.41,2078767.59,2472400,2528951.5299999998,2601700,3364400,2372400,{"$error":"#N/A"},2600000,2570300,1321600,1582500,null,53,{"$error":"#N/A"},{"$error":"#N/A"},{"$error":"#N/A"},{"$error":"#N/A"},{"$error":"#N/A"},{"$error":"#N/A"},3364400,2139300,{"$error":"#N/A"},2407400,2389200,1298500,1581800]
[null,null,null,null,{"$f":"F311/Language!$C$11+Language!$C$10","v":128.30000000000001},{"$f":"(F310+F312)/2","v":53.5},3316221.38,1437213.1099999999,2102362.5449999999,2500200,2557493.33,2631000,3402800,2399300,{"$error":"#N/A"},2629000,2599000,1337900,1601300,null,{"$f":"(U310+U312)/2","v":53.5},{"$error":"#N/A"},{"$error":"#N/A"},{"$error":"#N/A"},{"$error":"#N/A"},{"$error":"#N/A"},{"$error":"#N/A"},3402800,2165400,{"$error":"#N/A"},2436100,2417500,1314600,1600600]
[null,null,null,null,{"$f":"F312/Language!$C$11+Language!$C$10","v":129.19999999999999},54,3353640.03,1454886.81,2125957.5,2528300,2586035.13,2660500,3441500,2426400,{"$error":"#N/A"},2658200,2627900,1354300,1620200,null,54,{"$error":"#N/A"},{"$error":"#N/A"},{"$error":"#N/A"},{"$error":"#N/A"},{"$error":"#N/A"},{"$error":"#N/A"},3441500,2191800,{"$error":"#N/A"},2465000,2446200,1330900,1619500]
[null,null,null,null,{"$f":"F313/Language!$C$11+Language!$C$10","v":130.1},{"$f":"(F312+F314)/2","v":54.5},3391715.3149999999,1472890.895,2149947.2649999997,2556600,2615096.5049999999,2690300,3480500,2453700,{"$error":"#N/A"},2687700,2657100,1370800,1639300,null,{"$f":"(U312+U314)/2","v":54.5},{"$error":"#N/A"},{"$error":"#N/A"},{"$error":"#N/A"},{"$error":"#N/A"},{"$error":"#N/A"},{"$error":"#N/A"},3480500,2218400,{"$error":"#N/A"},2494200,2475100,1347300,1638600]
[null,null,null,null,{"$f":"F314/Language!$C$11+Language!$C$10","v":131},55,3429790.6,1490894.98,2173937.0299999998,2585100,2644157.88,2720300,3519900,2481200,{"$error":"#N/A"},2717400,2686500,1387500,1658600,null,55,{"$error":"#N/A"},{"$error":"#N/A"},{"$error":"#N/A"},{"$error":"#N/A"},{"$error":"#N/A"},{"$error":"#N/A"},3519900,2245300,{"$error":"#N/A"},2523700,2504300,1363800,1657800]
[null,null,null,null,{"$f":"F315/Language!$C$11+Language!$C$10","v":131.89999999999998},{"$f":"(F314+F316)/2","v":55.5},3468531.31,1509233.875,2198326.3149999999,2613900,2673748.8049999997,2750600,3559600,2509000,{"$error":"#N/A"},2747400,2716100,1404400,1678100,null,{"$f":"(U314+U316)/2","v":55.5},{"$error":"#N/A"},{"$error":"#N/A"},{"$error":"#N/A"},{"$error":"#N/A"},{"$error":"#N/A"},{"$error":"#N/A"},3559600,2272400,{"$error":"#N/A"},2553500,2533700,1380500,1677200]
[null,null,null,null,{"$f":"F316/Language!$C$11+Language!$C$10","v":132.80000000000001},56,3507272.02,1527572.77,2222715.6,2643000,2703339.73,2781200,3599700,2537000,{"$error":"#N/A"},2777600,2746000,1421400,1697700,null,56,{"$error":"#N/A"},{"$error":"#N/A"},{"$error":"#N/A"},{"$error":"#N/A"},{"$error":"#N/A"},{"$error":"#N/A"},3599700,2299800,{"$error":"#N/A"},2583500,2563500,1397400,1696800]
[null,null,null,null,{"$f":"F317/Language!$C$11+Language!$C$10","v":133.69999999999999},{"$f":"(F316+F318)/2","v":56.5},3546687.0750000002,1546250.9750000001,2247509.1950000003,2672300,2733470.5049999999,2811900,3640100,2565200,{"$error":"#N/A"},2808000,2776100,1438500,1717500,null,{"$f":"(U316+U318)/2","v":56.5},{"$error":"#N/A"},{"$error":"#N/A"},{"$error":"#N/A"},{"$error":"#N/A"},{"$error":"#N/A"},{"$error":"#N/A"},3640100,2327500,{"$error":"#N/A"},2613900,2593500,1414400,1716600]
[null,null,null,null,{"$f":"F318/Language!$C$11+Language!$C$10","v":134.6},57,3586102.13,1564929.18,2272302.79,2701900,2763601.28,2843000,3680900,2593700,{"$error":"#N/A"},2838700,2806500,1455900,1737400,null,57,{"$error":"#N/A"},{"$error":"#N/A"},{"$error":"#N/A"},{"$error":"#N/A"},{"$error":"#N/A"},{"$error":"#N/A"},3680900,2355400,{"$error":"#N/A"},2644500,2623800,1431600,1736600]
[null,null,null,null,{"$f":"F319/Language!$C$11+Language!$C$10","v":135.5},{"$f":"(F318+F320)/2","v":57.5},3626200.54,1583951.2549999999,2297505.58,2731700,2794282.59,2874300,3722000,2622400,{"$error":"#N/A"},2869600,2837100,1473300,1757600,null,{"$f":"(U318+U320)/2","v":57.5},{"$error":"#N/A"},{"$error":"#N/A"},{"$error":"#N/A"},{"$error":"#N/A"},{"$error":"#N/A"},{"$error":"#N/A"},3722000,2383600,{"$error":"#N/A"},2675400,2654400,1448900,1756700]
[null,null,null,null,{"$f":"F320/Language!$C$11+Language!$C$10","v":136.39999999999998},58,3666298.95,1602973.33,2322708.37,2761800,2824963.9,2905800,3763500,2651300,{"$error":"#N/A"},2900800,2868000,1491000,1777900,null,58,{"$error":"#N/A"},{"$error":"#N/A"},{"$error":"#N/A"},{"$error":"#N/A"},{"$error":"#N/A"},{"$error":"#N/A"},3763500,2412100,{"$error":"#N/A"},2706600,2685300,1466400,1777000]
[null,null,null,null,{"$f":"F321/Language!$C$11+Language!$C$10","v":137.30000000000001},{"$f":"(F320+F322)/2","v":58.5},3707089.855,1622343.9100000001,2348325.3200000003,2792100,2856206.7800000003,2937600,3805400,2680500,{"$error":"#N/A"},2932300,2899100,1508700,1798400,null,{"$f":"(U320+U322)/2","v":58.5},{"$error":"#N/A"},{"$error":"#N/A"},{"$error":"#N/A"},{"$error":"#N/A"},{"$error":"#N/A"},{"$error":"#N/A"},3805400,2440800,{"$error":"#N/A"},2738100,2716500,1484000,1797500]
[null,null,null,null,{"$f":"F322/Language!$C$11+Language!$C$10","v":138.19999999999999},59,3747880.76,1641714.49,2373942.27,2822800,2887449.66,2969700,3847600,2709900,{"$error":"#N/A"},2964000,2930400,1526700,1819100,null,59,{"$error":"#N/A"},{"$error":"#N/A"},{"$error":"#N/A"},{"$error":"#N/A"},{"$error":"#N/A"},{"$error":"#N/A"},3847600,2469800,{"$error":"#N/A"},2769900,2747900,1501800,1818100]
[null,null,null,null,{"$f":"F323/Language!$C$11+Language!$C$10","v":139.1},{"$f":"(F322+F324)/2","v":59.5},3789373.41,1661438.28,2399978.4500000002,2853700,2919265.5650000004,3002000,3890300,2739600,{"$error":"#N/A"},2995900,2962100,1544800,1839900,null,{"$f":"(U322+U324)/2","v":59.5},{"$error":"#N/A"},{"$error":"#N/A"},{"$error":"#N/A"},{"$error":"#N/A"},{"$error":"#N/A"},{"$error":"#N/A"},3890300,2499000,{"$error":"#N/A"},2802100,2779700,1519800,1838900]
[null,null,null,null,{"$f":"F324/Language!$C$11+Language!$C$10","v":140},60,3830866.06,1681162.07,2426014.63,2884900,2951081.47,3034600,3933200,2769400,{"$error":"#N/A"},3028100,2993900,1563100,1861000,null,60,{"$error":"#N/A"},{"$error":"#N/A"},{"$error":"#N/A"},{"$error":"#N/A"},{"$error":"#N/A"},{"$error":"#N/A"},3933200,2528600,{"$error":"#N/A"},2834500,2811800,1537900,1860000]
[null,null,null,null,{"$f":"F325/Language!$C$11+Language!$C$10","v":140.89999999999998},{"$f":"(F324+F326)/2","v":60.5},3873069.83,1701243.85,2452475.2149999999,2916300,2983482.25,{"$error":"#N/A"},3976600,2799600,{"$error":"#N/A"},{"$error":"#N/A"},{"$error":"#N/A"},{"$error":"#N/A"},{"$error":"#N/A"},null,{"$f":"(U324+U326)/2","v":60.5},{"$error":"#N/A"},{"$error":"#N/A"},{"$error":"#N/A"},{"$error":"#N/A"},{"$error":"#N/A"},{"$error":"#N/A"},3976600,2558400,{"$error":"#N/A"},{"$error":"#N/A"},{"$error":"#N/A"},{"$error":"#N/A"},{"$error":"#N/A"}]
[null,null,null,null,{"$f":"F326/Language!$C$11+Language!$C$10","v":141.80000000000001},61,3915273.6,1721325.63,2478935.7999999998,2948100,3015883.03,{"$error":"#N/A"},4020300,2830000,{"$error":"#N/A"},{"$error":"#N/A"},{"$error":"#N/A"},{"$error":"#N/A"},{"$error":"#N/A"},null,61,{"$error":"#N/A"},{"$error":"#N/A"},{"$error":"#N/A"},{"$error":"#N/A"},{"$error":"#N/A"},{"$error":"#N/A"},4020300,2588500,{"$error":"#N/A"},{"$error":"#N/A"},{"$error":"#N/A"},{"$error":"#N/A"},{"$error":"#N/A"}]
[null,null,null,null,{"$f":"F327/Language!$C$11+Language!$C$10","v":142.69999999999999},{"$f":"(F326+F328)/2","v":61.5},3958197.9850000003,1741770.27,2505826.0699999998,2980100,3048880.96,{"$error":"#N/A"},4064400,2860600,{"$error":"#N/A"},{"$error":"#N/A"},{"$error":"#N/A"},{"$error":"#N/A"},{"$error":"#N/A"},null,{"$f":"(U326+U328)/2","v":61.5},{"$error":"#N/A"},{"$error":"#N/A"},{"$error":"#N/A"},{"$error":"#N/A"},{"$error":"#N/A"},{"$error":"#N/A"},4064400,2618900,{"$error":"#N/A"},{"$error":"#N/A"},{"$error":"#N/A"},{"$error":"#N/A"},{"$error":"#N/A"}]
[null,null,null,null,{"$f":"F328/Language!$C$11+Language!$C$10","v":143.6},62,4001122.37,1762214.91,2532716.34,3012400,3081878.89,{"$error":"#N/A"},4108900,2891400,{"$error":"#N/A"},{"$error":"#N/A"},{"$error":"#N/A"},{"$error":"#N/A"},{"$error":"#N/A"},null,62,{"$error":"#N/A"},{"$error":"#N/A"},{"$error":"#N/A"},{"$error":"#N/A"},{"$error":"#N/A"},{"$error":"#N/A"},4108900,2649600,{"$error":"#N/A"},{"$error":"#N/A"},{"$error":"#N/A"},{"$error":"#N/A"},{"$error":"#N/A"}]
[null,null,null,null,{"$f":"F329/Language!$C$11+Language!$C$10","v":144.5},{"$f":"(F328+F330)/2","v":62.5},4044776.98,1783027.335,2560041.6949999998,3045000,3115486.7050000001,{"$error":"#N/A"},4153800,2922500,{"$error":"#N/A"},{"$error":"#N/A"},{"$error":"#N/A"},{"$error":"#N/A"},{"$error":"#N/A"},null,{"$f":"(U328+U330)/2","v":62.5},{"$error":"#N/A"},{"$error":"#N/A"},{"$error":"#N/A"},{"$error":"#N/A"},{"$error":"#N/A"},{"$error":"#N/A"},4153800,2680500,{"$error":"#N/A"},{"$error":"#N/A"},{"$error":"#N/A"},{"$error":"#N/A"},{"$error":"#N/A"}]
[null,null,null,null,{"$f":"F330/Language!$C$11+Language!$C$10","v":145.39999999999998},63,4088431.59,1803839.76,2587367.0499999998,3077900,3149094.52,{"$error":"#N/A"},4199100,2953900,{"$error":"#N/A"},{"$error":"#N/A"},{"$error":"#N/A"},{"$error":"#N/A"},{"$error":"#N/A"},null,63,{"$error":"#N/A"},{"$error":"#N/A"},{"$error":"#N/A"},{"$error":"#N/A"},{"$error":"#N/A"},{"$error":"#N/A"},4199100,2711800,{"$error":"#N/A"},{"$error":"#N/A"},{"$error":"#N/A"},{"$error":"#N/A"},{"$error":"#N/A"}]
[null,null,null,null,{"$f":"F331/Language!$C$11+Language!$C$10","v":146.30000000000001},{"$f":"(F330+F332)/2","v":63.5},4132826.17,1825025.0049999999,2615133.0049999999,3111100,3183325.42,{"$error":"#N/A"},4244800,2985500,{"$error":"#N/A"},{"$error":"#N/A"},{"$error":"#N/A"},{"$error":"#N/A"},{"$error":"#N/A"},null,{"$f":"(U330+U332)/2","v":63.5},{"$error":"#N/A"},{"$error":"#N/A"},{"$error":"#N/A"},{"$error":"#N/A"},{"$error":"#N/A"},{"$error":"#N/A"},4244800,2743400,{"$error":"#N/A"},{"$error":"#N/A"},{"$error":"#N/A"},{"$error":"#N/A"},{"$error":"#N/A"}]
[null,null,null,null,{"$f":"F332/Language!$C$11+Language!$C$10","v":147.19999999999999},64,4177220.75,1846210.25,2642898.96,3144600,3217556.32,{"$error":"#N/A"},4290900,3017400,{"$error":"#N/A"},{"$error":"#N/A"},{"$error":"#N/A"},{"$error":"#N/A"},{"$error":"#N/A"},null,64,{"$error":"#N/A"},{"$error":"#N/A"},{"$error":"#N/A"},{"$error":"#N/A"},{"$error":"#N/A"},{"$error":"#N/A"},4290900,2775200,{"$error":"#N/A"},{"$error":"#N/A"},{"$error":"#N/A"},{"$error":"#N/A"},{"$error":"#N/A"}]
[null,null,null,null,{"$f":"F333/Language!$C$11+Language!$C$10","v":148.1},{"$f":"(F332+F334)/2","v":64.5},4222365.16,1867773.42,2671111.17,3178400,3252423.99,{"$error":"#N/A"},4337400,3049500,{"$error":"#N/A"},{"$error":"#N/A"},{"$error":"#N/A"},{"$error":"#N/A"},{"$error":"#N/A"},null,{"$f":"(U332+U334)/2","v":64.5},{"$error":"#N/A"},{"$error":"#N/A"},{"$error":"#N/A"},{"$error":"#N/A"},{"$error":"#N/A"},{"$error":"#N/A"},4337400,2807400,{"$error":"#N/A"},{"$error":"#N/A"},{"$error":"#N/A"},{"$error":"#N/A"},{"$error":"#N/A"}]
[null,null,null,null,{"$f":"F334/Language!$C$11+Language!$C$10","v":149},65,4267509.57,1889336.59,2699323.38,3212600,3287291.66,{"$error":"#N/A"},4384300,3081800,{"$error":"#N/A"},{"$error":"#N/A"},{"$error":"#N/A"},{"$error":"#N/A"},{"$error":"#N/A"},null,65,{"$error":"#N/A"},{"$error":"#N/A"},{"$error":"#N/A"},{"$error":"#N/A"},{"$error":"#N/A"},{"$error":"#N/A"},4384300,2839800,{"$error":"#N/A"},{"$error":"#N/A"},{"$error":"#N/A"},{"$error":"#N/A"},{"$error":"#N/A"}]
[null,null,null,null,{"$f":"F335/Language!$C$11+Language!$C$10","v":149.89999999999998},{"$f":"(F334+F336)/2","v":65.5},{"$error":"#N/A"},1911282.8900000001,2727987.6399999997,{"$f":"(#REF!+J336)/2","v":{"$error":"#REF!"}},{"$error":"#N/A"},{"$error":"#N/A"},4431600,3114500,{"$error":"#N/A"},{"$error":"#N/A"},{"$error":"#N/A"},{"$error":"#N/A"},{"$error":"#N/A"},null,{"$f":"(U334+U336)/2","v":65.5},{"$error":"#N/A"},{"$error":"#N/A"},{"$error":"#N/A"},{"$error":"#N/A"},{"$error":"#N/A"},{"$error":"#N/A"},4431600,2872600,{"$error":"#N/A"},{"$error":"#N/A"},{"$error":"#N/A"},{"$error":"#N/A"},{"$error":"#N/A"}]
[null,null,null,null,{"$f":"F336/Language!$C$11+Language!$C$10","v":150.80000000000001},66,{"$error":"#N/A"},1933229.19,2756651.9,{"$error":"#N/A"},{"$error":"#N/A"},{"$error":"#N/A"},4479300,3147300,{"$error":"#N/A"},{"$error":"#N/A"},{"$error":"#N/A"},{"$error":"#N/A"},{"$error":"#N/A"},null,66,{"$error":"#N/A"},{"$error":"#N/A"},{"$error":"#N/A"},{"$error":"#N/A"},{"$error":"#N/A"},{"$error":"#N/A"},4479300,2905700,{"$error":"#N/A"},{"$error":"#N/A"},{"$error":"#N/A"},{"$error":"#N/A"},{"$error":"#N/A"}]
[null,null,null,null,{"$f":"F337/Language!$C$11+Language!$C$10","v":151.69999999999999},{"$f":"(F336+F338)/2","v":66.5},{"$error":"#N/A"},1955563.905,2785774.1550000003,{"$error":"#N/A"},{"$error":"#N/A"},{"$error":"#N/A"},4527500,3180500,{"$error":"#N/A"},{"$error":"#N/A"},{"$error":"#N/A"},{"$error":"#N/A"},{"$error":"#N/A"},null,{"$f":"(U336+U338)/2","v":66.5},{"$error":"#N/A"},{"$error":"#N/A"},{"$error":"#N/A"},{"$error":"#N/A"},{"$error":"#N/A"},{"$error":"#N/A"},4527500,2939100,{"$error":"#N/A"},{"$error":"#N/A"},{"$error":"#N/A"},{"$error":"#N/A"},{"$error":"#N/A"}]
[null,null,null,null,{"$f":"F338/Language!$C$11+Language!$C$10","v":152.6},67,{"$error":"#N/A"},1977898.62,2814896.41,{"$error":"#N/A"},{"$error":"#N/A"},{"$error":"#N/A"},4576100,3213900,{"$error":"#N/A"},{"$error":"#N/A"},{"$error":"#N/A"},{"$error":"#N/A"},{"$error":"#N/A"},null,67,{"$error":"#N/A"},{"$error":"#N/A"},{"$error":"#N/A"},{"$error":"#N/A"},{"$error":"#N/A"},{"$error":"#N/A"},4576100,2972800,{"$error":"#N/A"},{"$error":"#N/A"},{"$error":"#N/A"},{"$error":"#N/A"},{"$error":"#N/A"}]
[null,null,null,null,{"$f":"F339/Language!$C$11+Language!$C$10","v":153.5},{"$f":"(F338+F340)/2","v":67.5},{"$error":"#N/A"},2000627.145,2844482.7549999999,{"$error":"#N/A"},{"$error":"#N/A"},{"$error":"#N/A"},4625100,3247500,{"$error":"#N/A"},{"$error":"#N/A"},{"$error":"#N/A"},{"$error":"#N/A"},{"$error":"#N/A"},null,{"$f":"(U338+U340)/2","v":67.5},{"$error":"#N/A"},{"$error":"#N/A"},{"$error":"#N/A"},{"$error":"#N/A"},{"$error":"#N/A"},{"$error":"#N/A"},4625100,3006900,{"$error":"#N/A"},{"$error":"#N/A"},{"$error":"#N/A"},{"$error":"#N/A"},{"$error":"#N/A"}]
[null,null,null,null,{"$f":"F340/Language!$C$11+Language!$C$10","v":154.39999999999998},68,{"$error":"#N/A"},2023355.67,2874069.1,{"$error":"#N/A"},{"$error":"#N/A"},{"$error":"#N/A"},4674500,3281400,{"$error":"#N/A"},{"$error":"#N/A"},{"$error":"#N/A"},{"$error":"#N/A"},{"$error":"#N/A"},null,68,{"$error":"#N/A"},{"$error":"#N/A"},{"$error":"#N/A"},{"$error":"#N/A"},{"$error":"#N/A"},{"$error":"#N/A"},4674500,3041300,{"$error":"#N/A"},{"$error":"#N/A"},{"$error":"#N/A"},{"$error":"#N/A"},{"$error":"#N/A"}]
[null,null,null,null,{"$f":"F341/Language!$C$11+Language!$C$10","v":155.30000000000001},{"$f":"(F340+F342)/2","v":68.5},{"$error":"#N/A"},2046483.4950000001,2904125.8149999999,{"$error":"#N/A"},{"$error":"#N/A"},{"$error":"#N/A"},4724400,3315600,{"$error":"#N/A"},{"$error":"#N/A"},{"$error":"#N/A"},{"$error":"#N/A"},{"$error":"#N/A"},null,{"$f":"(U340+U342)/2","v":68.5},{"$error":"#N/A"},{"$error":"#N/A"},{"$error":"#N/A"},{"$error":"#N/A"},{"$error":"#N/A"},{"$error":"#N/A"},4724400,3076000,{"$error":"#N/A"},{"$error":"#N/A"},{"$error":"#N/A"},{"$error":"#N/A"},{"$error":"#N/A"}]
[null,null,null,null,{"$f":"F342/Language!$C$11+Language!$C$10","v":156.19999999999999},69,{"$error":"#N/A"},2069611.32,2934182.53,{"$error":"#N/A"},{"$error":"#N/A"},{"$error":"#N/A"},4774800,3350000,{"$error":"#N/A"},{"$error":"#N/A"},{"$error":"#N/A"},{"$error":"#N/A"},{"$error":"#N/A"},null,69,{"$error":"#N/A"},{"$error":"#N/A"},{"$error":"#N/A"},{"$error":"#N/A"},{"$error":"#N/A"},{"$error":"#N/A"},4774800,3111000,{"$error":"#N/A"},{"$error":"#N/A"},{"$error":"#N/A"},{"$error":"#N/A"},{"$error":"#N/A"}]
[null,null,null,null,{"$f":"F343/Language!$C$11+Language!$C$10","v":157.1},{"$f":"(F342+F344)/2","v":69.5},{"$error":"#N/A"},2093144.0350000001,2964716.0649999999,{"$error":"#N/A"},{"$error":"#N/A"},{"$error":"#N/A"},4825600,3384700,{"$error":"#N/A"},{"$error":"#N/A"},{"$error":"#N/A"},{"$error":"#N/A"},{"$error":"#N/A"},null,{"$f":"(U342+U344)/2","v":69.5},{"$error":"#N/A"},{"$error":"#N/A"},{"$error":"#N/A"},{"$error":"#N/A"},{"$error":"#N/A"},{"$error":"#N/A"},4825600,3146400,{"$error":"#N/A"},{"$error":"#N/A"},{"$error":"#N/A"},{"$error":"#N/A"},{"$error":"#N/A"}]
[null,null,null,null,{"$f":"F344/Language!$C$11+Language!$C$10","v":158},70,{"$error":"#N/A"},2116676.75,2995249.6,{"$error":"#N/A"},{"$error":"#N/A"},{"$error":"#N/A"},4876800,3419700,{"$error":"#N/A"},{"$error":"#N/A"},{"$error":"#N/A"},{"$error":"#N/A"},{"$error":"#N/A"},null,70,{"$error":"#N/A"},{"$error":"#N/A"},{"$error":"#N/A"},{"$error":"#N/A"},{"$error":"#N/A"},{"$error":"#N/A"},4876800,3182200,{"$error":"#N/A"},{"$error":"#N/A"},{"$error":"#N/A"},{"$error":"#N/A"},{"$error":"#N/A"}]
[null,null,null,null,{"$f":"F345/Language!$C$11+Language!$C$10","v":158.89999999999998},{"$f":"(F344+F346)/2","v":70.5},{"$error":"#N/A"},2140620.0499999998,3026266.6150000002,{"$error":"#N/A"},{"$error":"#N/A"},{"$error":"#N/A"},4928600,3454900,{"$error":"#N/A"},{"$error":"#N/A"},{"$error":"#N/A"},{"$error":"#N/A"},{"$error":"#N/A"},null,{"$f":"(U344+U346)/2","v":70.5},{"$error":"#N/A"},{"$error":"#N/A"},{"$error":"#N/A"},{"$error":"#N/A"},{"$error":"#N/A"},{"$error":"#N/A"},4928600,3218300,{"$error":"#N/A"},{"$error":"#N/A"},{"$error":"#N/A"},{"$error":"#N/A"},{"$error":"#N/A"}]
[null,null,null,null,{"$f":"F346/Language!$C$11+Language!$C$10","v":159.80000000000001},71,{"$error":"#N/A"},2164563.35,3057283.63,{"$error":"#N/A"},{"$error":"#N/A"},{"$error":"#N/A"},4980800,3490400,{"$error":"#N/A"},{"$error":"#N/A"},{"$error":"#N/A"},{"$error":"#N/A"},{"$error":"#N/A"},null,71,{"$error":"#N/A"},{"$error":"#N/A"},{"$error":"#N/A"},{"$error":"#N/A"},{"$error":"#N/A"},{"$error":"#N/A"},4980800,3254700,{"$error":"#N/A"},{"$error":"#N/A"},{"$error":"#N/A"},{"$error":"#N/A"},{"$error":"#N/A"}]
[null,null,null,null,{"$f":"F347/Language!$C$11+Language!$C$10","v":160.69999999999999},{"$f":"(F346+F348)/2","v":71.5},{"$error":"#N/A"},2188923.0449999999,3088790.98,{"$error":"#N/A"},{"$error":"#N/A"},{"$error":"#N/A"},5033500,3526200,{"$error":"#N/A"},{"$error":"#N/A"},{"$error":"#N/A"},{"$error":"#N/A"},{"$error":"#N/A"},null,{"$f":"(U346+U348)/2","v":71.5},{"$error":"#N/A"},{"$error":"#N/A"},{"$error":"#N/A"},{"$error":"#N/A"},{"$error":"#N/A"},{"$error":"#N/A"},5033500,3291500,{"$error":"#N/A"},{"$error":"#N/A"},{"$error":"#N/A"},{"$error":"#N/A"},{"$error":"#N/A"}]
[null,null,null,null,{"$f":"F348/Language!$C$11+Language!$C$10","v":161.6},72,{"$error":"#N/A"},2213282.7400000002,3120298.33,{"$error":"#N/A"},{"$error":"#N/A"},{"$error":"#N/A"},5086600,3562200,{"$error":"#N/A"},{"$error":"#N/A"},{"$error":"#N/A"},{"$error":"#N/A"},{"$error":"#N/A"},null,72,{"$error":"#N/A"},{"$error":"#N/A"},{"$error":"#N/A"},{"$error":"#N/A"},{"$error":"#N/A"},{"$error":"#N/A"},5086600,3328700,{"$error":"#N/A"},{"$error":"#N/A"},{"$error":"#N/A"},{"$error":"#N/A"},{"$error":"#N/A"}]
[null,null,null,null,{"$f":"F349/Language!$C$11+Language!$C$10","v":162.5},{"$f":"(F348+F350)/2","v":72.5},{"$error":"#N/A"},2238064.7549999999,3152303.1100000003,{"$error":"#N/A"},{"$error":"#N/A"},{"$error":"#N/A"},5140300,3598500,{"$error":"#N/A"},{"$error":"#N/A"},{"$error":"#N/A"},{"$error":"#N/A"},{"$error":"#N/A"},null,{"$f":"(U348+U350)/2","v":72.5},{"$error":"#N/A"},{"$error":"#N/A"},{"$error":"#N/A"},{"$error":"#N/A"},{"$error":"#N/A"},{"$error":"#N/A"},5140300,3366300,{"$error":"#N/A"},{"$error":"#N/A"},{"$error":"#N/A"},{"$error":"#N/A"},{"$error":"#N/A"}]
[null,null,null,null,{"$f":"F350/Language!$C$11+Language!$C$10","v":163.4},73,{"$error":"#N/A"},2262846.77,3184307.89,{"$error":"#N/A"},{"$error":"#N/A"},{"$error":"#N/A"},5194600,3635000,{"$error":"#N/A"},{"$error":"#N/A"},{"$error":"#N/A"},{"$error":"#N/A"},{"$error":"#N/A"},null,73,{"$error":"#N/A"},{"$error":"#N/A"},{"$error":"#N/A"},{"$error":"#N/A"},{"$error":"#N/A"},{"$error":"#N/A"},5194600,3404200,{"$error":"#N/A"},{"$error":"#N/A"},{"$error":"#N/A"},{"$error":"#N/A"},{"$error":"#N/A"}]
[null,null,null,null,{"$f":"F351/Language!$C$11+Language!$C$10","v":164.29999999999998},{"$f":"(F350+F352)/2","v":73.5},{"$error":"#N/A"},2288057.15,3216817.4350000001,{"$error":"#N/A"},{"$error":"#N/A"},{"$error":"#N/A"},5249300,3671900,{"$error":"#N/A"},{"$error":"#N/A"},{"$error":"#N/A"},{"$error":"#N/A"},{"$error":"#N/A"},null,{"$f":"(U350+U352)/2","v":73.5},{"$error":"#N/A"},{"$error":"#N/A"},{"$error":"#N/A"},{"$error":"#N/A"},{"$error":"#N/A"},{"$error":"#N/A"},5249300,3442500,{"$error":"#N/A"},{"$error":"#N/A"},{"$error":"#N/A"},{"$error":"#N/A"},{"$error":"#N/A"}]
[null,null,null,null,{"$f":"F352/Language!$C$11+Language!$C$10","v":165.2},74,{"$error":"#N/A"},2313267.5299999998,3249326.98,{"$error":"#N/A"},{"$error":"#N/A"},{"$error":"#N/A"},5304600,3709000,{"$error":"#N/A"},{"$error":"#N/A"},{"$error":"#N/A"},{"$error":"#N/A"},{"$error":"#N/A"},null,74,{"$error":"#N/A"},{"$error":"#N/A"},{"$error":"#N/A"},{"$error":"#N/A"},{"$error":"#N/A"},{"$error":"#N/A"},5304600,3481300,{"$error":"#N/A"},{"$error":"#N/A"},{"$error":"#N/A"},{"$error":"#N/A"},{"$error":"#N/A"}]
[null,null,null,null,{"$f":"F353/Language!$C$11+Language!$C$10","v":166.1},{"$f":"(F352+F354)/2","v":74.5},{"$error":"#N/A"},2338912.4299999997,3282348.8849999998,{"$error":"#N/A"},{"$error":"#N/A"},{"$error":"#N/A"},5360400,3746300,{"$error":"#N/A"},{"$error":"#N/A"},{"$error":"#N/A"},{"$error":"#N/A"},{"$error":"#N/A"},null,{"$f":"(U352+U354)/2","v":74.5},{"$error":"#N/A"},{"$error":"#N/A"},{"$error":"#N/A"},{"$error":"#N/A"},{"$error":"#N/A"},{"$error":"#N/A"},5360400,3520400,{"$error":"#N/A"},{"$error":"#N/A"},{"$error":"#N/A"},{"$error":"#N/A"},{"$error":"#N/A"}]
[null,null,null,null,{"$f":"F354/Language!$C$11+Language!$C$10","v":167},75,{"$error":"#N/A"},2364557.33,3315370.79,{"$error":"#N/A"},{"$error":"#N/A"},{"$error":"#N/A"},5416800,3784000,{"$error":"#N/A"},{"$error":"#N/A"},{"$error":"#N/A"},{"$error":"#N/A"},{"$error":"#N/A"},null,75,{"$error":"#N/A"},{"$error":"#N/A"},{"$error":"#N/A"},{"$error":"#N/A"},{"$error":"#N/A"},{"$error":"#N/A"},5416800,3559900,{"$error":"#N/A"},{"$error":"#N/A"},{"$error":"#N/A"},{"$error":"#N/A"},{"$error":"#N/A"}]
[null,null,null,null,{"$f":"F355/Language!$C$11+Language!$C$10","v":167.9},{"$f":"(F354+F356)/2","v":75.5},{"$error":"#N/A"},2390643.0499999998,{"$error":"#N/A"},{"$error":"#N/A"},{"$error":"#N/A"},{"$error":"#N/A"},5473800,3821900,{"$error":"#N/A"},{"$error":"#N/A"},{"$error":"#N/A"},{"$error":"#N/A"},{"$error":"#N/A"},null,{"$f":"(U354+U356)/2","v":75.5},{"$error":"#N/A"},{"$error":"#N/A"},{"$error":"#N/A"},{"$error":"#N/A"},{"$error":"#N/A"},{"$error":"#N/A"},5473800,3599900,{"$error":"#N/A"},{"$error":"#N/A"},{"$error":"#N/A"},{"$error":"#N/A"},{"$error":"#N/A"}]
[null,null,null,null,{"$f":"F356/Language!$C$11+Language!$C$10","v":168.79999999999998},76,{"$error":"#N/A"},2416728.77,{"$error":"#N/A"},{"$error":"#N/A"},{"$error":"#N/A"},{"$error":"#N/A"},5531500,3860000,{"$error":"#N/A"},{"$error":"#N/A"},{"$error":"#N/A"},{"$error":"#N/A"},{"$error":"#N/A"},null,76,{"$error":"#N/A"},{"$error":"#N/A"},{"$error":"#N/A"},{"$error":"#N/A"},{"$error":"#N/A"},{"$error":"#N/A"},5531500,3640300,{"$error":"#N/A"},{"$error":"#N/A"},{"$error":"#N/A"},{"$error":"#N/A"},{"$error":"#N/A"}]
[null,null,null,null,{"$f":"F357/Language!$C$11+Language!$C$10","v":169.7},{"$f":"(F356+F358)/2","v":76.5},{"$error":"#N/A"},2443261.73,{"$error":"#N/A"},{"$error":"#N/A"},{"$error":"#N/A"},{"$error":"#N/A"},5589800,3898400,{"$error":"#N/A"},{"$error":"#N/A"},{"$error":"#N/A"},{"$error":"#N/A"},{"$error":"#N/A"},null,{"$f":"(U356+U358)/2","v":76.5},{"$error":"#N/A"},{"$error":"#N/A"},{"$error":"#N/A"},{"$error":"#N/A"},{"$error":"#N/A"},{"$error":"#N/A"},5589800,3681100,{"$error":"#N/A"},{"$error":"#N/A"},{"$error":"#N/A"},{"$error":"#N/A"},{"$error":"#N/A"}]
[null,null,null,null,{"$f":"F358/Language!$C$11+Language!$C$10","v":170.6},77,{"$error":"#N/A"},2469794.69,{"$error":"#N/A"},{"$error":"#N/A"},{"$error":"#N/A"},{"$error":"#N/A"},5648900,3937100,{"$error":"#N/A"},{"$error":"#N/A"},{"$error":"#N/A"},{"$error":"#N/A"},{"$error":"#N/A"},null,77,{"$error":"#N/A"},{"$error":"#N/A"},{"$error":"#N/A"},{"$error":"#N/A"},{"$error":"#N/A"},{"$error":"#N/A"},5648900,3722400,{"$error":"#N/A"},{"$error":"#N/A"},{"$error":"#N/A"},{"$error":"#N/A"},{"$error":"#N/A"}]
[null,null,null,null,{"$f":"F359/Language!$C$11+Language!$C$10","v":171.5},{"$f":"(F358+F360)/2","v":77.5},{"$error":"#N/A"},2496781.44,{"$error":"#N/A"},{"$error":"#N/A"},{"$error":"#N/A"},{"$error":"#N/A"},5708800,3976100,{"$error":"#N/A"},{"$error":"#N/A"},{"$error":"#N/A"},{"$error":"#N/A"},{"$error":"#N/A"},null,{"$f":"(U358+U360)/2","v":77.5},{"$error":"#N/A"},{"$error":"#N/A"},{"$error":"#N/A"},{"$error":"#N/A"},{"$error":"#N/A"},{"$error":"#N/A"},5708800,3764200,{"$error":"#N/A"},{"$error":"#N/A"},{"$error":"#N/A"},{"$error":"#N/A"},{"$error":"#N/A"}]
[null,null,null,null,{"$f":"F360/Language!$C$11+Language!$C$10","v":172.4},78,{"$error":"#N/A"},2523768.19,{"$error":"#N/A"},{"$error":"#N/A"},{"$error":"#N/A"},{"$error":"#N/A"},5769700,4015300,{"$error":"#N/A"},{"$error":"#N/A"},{"$error":"#N/A"},{"$error":"#N/A"},{"$error":"#N/A"},null,78,{"$error":"#N/A"},{"$error":"#N/A"},{"$error":"#N/A"},{"$error":"#N/A"},{"$error":"#N/A"},{"$error":"#N/A"},5769700,3806500,{"$error":"#N/A"},{"$error":"#N/A"},{"$error":"#N/A"},{"$error":"#N/A"},{"$error":"#N/A"}]
[null,null,null,null,{"$f":"F361/Language!$C$11+Language!$C$10","v":173.29999999999998},{"$f":"(F360+F362)/2","v":78.5},{"$error":"#N/A"},2551215.4350000001,{"$error":"#N/A"},{"$error":"#N/A"},{"$error":"#N/A"},{"$error":"#N/A"},{"$error":"#N/A"},4054700,{"$error":"#N/A"},{"$error":"#N/A"},{"$error":"#N/A"},{"$error":"#N/A"},{"$error":"#N/A"},null,{"$f":"(U360+U362)/2","v":78.5},{"$error":"#N/A"},{"$error":"#N/A"},{"$error":"#N/A"},{"$error":"#N/A"},{"$error":"#N/A"},{"$error":"#N/A"},{"$error":"#N/A"},3849200,{"$error":"#N/A"},{"$error":"#N/A"},{"$error":"#N/A"},{"$error":"#N/A"},{"$error":"#N/A"}]
[null,null,null,null,{"$f":"F362/Language!$C$11+Language!$C$10","v":174.2},79,{"$error":"#N/A"},2578662.6800000002,{"$error":"#N/A"},{"$error":"#N/A"},{"$error":"#N/A"},{"$error":"#N/A"},{"$error":"#N/A"},4094300,{"$error":"#N/A"},{"$error":"#N/A"},{"$error":"#N/A"},{"$error":"#N/A"},{"$error":"#N/A"},null,79,{"$error":"#N/A"},{"$error":"#N/A"},{"$error":"#N/A"},{"$error":"#N/A"},{"$error":"#N/A"},{"$error":"#N/A"},{"$error":"#N/A"},3892500,{"$error":"#N/A"},{"$error":"#N/A"},{"$error":"#N/A"},{"$error":"#N/A"},{"$error":"#N/A"}]
[null,null,null,null,{"$f":"F363/Language!$C$11+Language!$C$10","v":175.1},{"$f":"(F362+F364)/2","v":79.5},{"$error":"#N/A"},2606577.2599999998,{"$error":"#N/A"},{"$error":"#N/A"},{"$error":"#N/A"},{"$error":"#N/A"},{"$error":"#N/A"},4134200,{"$error":"#N/A"},{"$error":"#N/A"},{"$error":"#N/A"},{"$error":"#N/A"},{"$error":"#N/A"},null,{"$f":"(U362+U364)/2","v":79.5},{"$error":"#N/A"},{"$error":"#N/A"},{"$error":"#N/A"},{"$error":"#N/A"},{"$error":"#N/A"},{"$error":"#N/A"},{"$error":"#N/A"},3936300,{"$error":"#N/A"},{"$error":"#N/A"},{"$error":"#N/A"},{"$error":"#N/A"},{"$error":"#N/A"}]
[null,null,null,null,{"$f":"F364/Language!$C$11+Language!$C$10","v":176},80,{"$error":"#N/A"},2634491.84,{"$error":"#N/A"},{"$error":"#N/A"},{"$error":"#N/A"},{"$error":"#N/A"},{"$error":"#N/A"},4174300,{"$error":"#N/A"},{"$error":"#N/A"},{"$error":"#N/A"},{"$error":"#N/A"},{"$error":"#N/A"},null,80,{"$error":"#N/A"},{"$error":"#N/A"},{"$error":"#N/A"},{"$error":"#N/A"},{"$error":"#N/A"},{"$error":"#N/A"},{"$error":"#N/A"},3980700,{"$error":"#N/A"},{"$error":"#N/A"},{"$error":"#N/A"},{"$error":"#N/A"},{"$error":"#N/A"}]
[null,null,null,null,{"$f":"F365/Language!$C$11+Language!$C$10","v":176.9},{"$f":"(F364+F366)/2","v":80.5},{"$error":"#N/A"},{"$error":"#N/A"},{"$error":"#N/A"},{"$error":"#N/A"},{"$error":"#N/A"},{"$error":"#N/A"},{"$error":"#N/A"},4214700,{"$error":"#N/A"},{"$error":"#N/A"},{"$error":"#N/A"},{"$error":"#N/A"},{"$error":"#N/A"},null,{"$f":"(U364+U366)/2","v":80.5},{"$error":"#N/A"},{"$error":"#N/A"},{"$error":"#N/A"},{"$error":"#N/A"},{"$error":"#N/A"},{"$error":"#N/A"},{"$error":"#N/A"},4025700,{"$error":"#N/A"},{"$error":"#N/A"},{"$error":"#N/A"},{"$error":"#N/A"},{"$error":"#N/A"}]
[null,null,null,null,{"$f":"F366/Language!$C$11+Language!$C$10","v":177.79999999999998},81,{"$error":"#N/A"},{"$error":"#N/A"},{"$error":"#N/A"},{"$error":"#N/A"},{"$error":"#N/A"},{"$error":"#N/A"},{"$error":"#N/A"},4255100,{"$error":"#N/A"},{"$error":"#N/A"},{"$error":"#N/A"},{"$error":"#N/A"},{"$error":"#N/A"},null,81,{"$error":"#N/A"},{"$error":"#N/A"},{"$error":"#N/A"},{"$error":"#N/A"},{"$error":"#N/A"},{"$error":"#N/A"},{"$error":"#N/A"},4071300,{"$error":"#N/A"},{"$error":"#N/A"},{"$error":"#N/A"},{"$error":"#N/A"},{"$error":"#N/A"}]
[null,null,null,null,{"$f":"F367/Language!$C$11+Language!$C$10","v":178.7},{"$f":"(F366+F368)/2","v":81.5},{"$error":"#N/A"},{"$error":"#N/A"},{"$error":"#N/A"},{"$error":"#N/A"},{"$error":"#N/A"},{"$error":"#N/A"},{"$error":"#N/A"},4295800,{"$error":"#N/A"},{"$error":"#N/A"},{"$error":"#N/A"},{"$error":"#N/A"},{"$error":"#N/A"},null,{"$f":"(U366+U368)/2","v":81.5},{"$error":"#N/A"},{"$error":"#N/A"},{"$error":"#N/A"},{"$error":"#N/A"},{"$error":"#N/A"},{"$error":"#N/A"},{"$error":"#N/A"},4117600,{"$error":"#N/A"},{"$error":"#N/A"},{"$error":"#N/A"},{"$error":"#N/A"},{"$error":"#N/A"}]
[null,null,null,null,{"$f":"F368/Language!$C$11+Language!$C$10","v":179.6},82,{"$error":"#N/A"},{"$error":"#N/A"},{"$error":"#N/A"},{"$error":"#N/A"},{"$error":"#N/A"},{"$error":"#N/A"},{"$error":"#N/A"},4336500,{"$error":"#N/A"},{"$error":"#N/A"},{"$error":"#N/A"},{"$error":"#N/A"},{"$error":"#N/A"},null,82,{"$error":"#N/A"},{"$error":"#N/A"},{"$error":"#N/A"},{"$error":"#N/A"},{"$error":"#N/A"},{"$error":"#N/A"},{"$error":"#N/A"},4164700,{"$error":"#N/A"},{"$error":"#N/A"},{"$error":"#N/A"},{"$error":"#N/A"},{"$error":"#N/A"}]
[null,null,null,null,{"$f":"F369/Language!$C$11+Language!$C$10","v":180.5},{"$f":"(F368+F370)/2","v":82.5},{"$error":"#N/A"},{"$error":"#N/A"},{"$error":"#N/A"},{"$error":"#N/A"},{"$error":"#N/A"},{"$error":"#N/A"},{"$error":"#N/A"},4377300,{"$error":"#N/A"},{"$error":"#N/A"},{"$error":"#N/A"},{"$error":"#N/A"},{"$error":"#N/A"},null,{"$f":"(U368+U370)/2","v":82.5},{"$error":"#N/A"},{"$error":"#N/A"},{"$error":"#N/A"},{"$error":"#N/A"},{"$error":"#N/A"},{"$error":"#N/A"},{"$error":"#N/A"},4212500,{"$error":"#N/A"},{"$error":"#N/A"},{"$error":"#N/A"},{"$error":"#N/A"},{"$error":"#N/A"}]
[null,null,null,null,{"$f":"F370/Language!$C$11+Language!$C$10","v":181.4},83,{"$error":"#N/A"},{"$error":"#N/A"},{"$error":"#N/A"},{"$error":"#N/A"},{"$error":"#N/A"},{"$error":"#N/A"},{"$error":"#N/A"},4418000,{"$error":"#N/A"},{"$error":"#N/A"},{"$error":"#N/A"},{"$error":"#N/A"},{"$error":"#N/A"},null,83,{"$error":"#N/A"},{"$error":"#N/A"},{"$error":"#N/A"},{"$error":"#N/A"},{"$error":"#N/A"},{"$error":"#N/A"},{"$error":"#N/A"},4261200,{"$error":"#N/A"},{"$error":"#N/A"},{"$error":"#N/A"},{"$error":"#N/A"},{"$error":"#N/A"}]
[null,null,null,null,{"$f":"F371/Language!$C$11+Language!$C$10","v":182.29999999999998},{"$f":"(F370+F372)/2","v":83.5},{"$error":"#N/A"},{"$error":"#N/A"},{"$error":"#N/A"},{"$error":"#N/A"},{"$error":"#N/A"},{"$error":"#N/A"},{"$error":"#N/A"},4458700,{"$error":"#N/A"},{"$error":"#N/A"},{"$error":"#N/A"},{"$error":"#N/A"},{"$error":"#N/A"},null,{"$f":"(U370+U372)/2","v":83.5},{"$error":"#N/A"},{"$error":"#N/A"},{"$error":"#N/A"},{"$error":"#N/A"},{"$error":"#N/A"},{"$error":"#N/A"},{"$error":"#N/A"},4310900,{"$error":"#N/A"},{"$error":"#N/A"},{"$error":"#N/A"},{"$error":"#N/A"},{"$error":"#N/A"}]
[null,null,null,null,{"$f":"F372/Language!$C$11+Language!$C$10","v":183.2},84,{"$error":"#N/A"},{"$error":"#N/A"},{"$error":"#N/A"},{"$error":"#N/A"},{"$error":"#N/A"},{"$error":"#N/A"},{"$error":"#N/A"},4499000,{"$error":"#N/A"},{"$error":"#N/A"},{"$error":"#N/A"},{"$error":"#N/A"},{"$error":"#N/A"},null,84,{"$error":"#N/A"},{"$error":"#N/A"},{"$error":"#N/A"},{"$error":"#N/A"},{"$error":"#N/A"},{"$error":"#N/A"},{"$error":"#N/A"},4361900,{"$error":"#N/A"},{"$error":"#N/A"},{"$error":"#N/A"},{"$error":"#N/A"},{"$error":"#N/A"}]
[null,null,null,null,{"$f":"F373/Language!$C$11+Language!$C$10","v":184.1},{"$f":"(F372+F374)/2","v":84.5},{"$error":"#N/A"},{"$error":"#N/A"},{"$error":"#N/A"},{"$error":"#N/A"},{"$error":"#N/A"},{"$error":"#N/A"},{"$error":"#N/A"},4538700,{"$error":"#N/A"},{"$error":"#N/A"},{"$error":"#N/A"},{"$error":"#N/A"},{"$error":"#N/A"},null,{"$f":"(U372+U374)/2","v":84.5},{"$error":"#N/A"},{"$error":"#N/A"},{"$error":"#N/A"},{"$error":"#N/A"},{"$error":"#N/A"},{"$error":"#N/A"},{"$error":"#N/A"},4414300,{"$error":"#N/A"},{"$error":"#N/A"},{"$error":"#N/A"},{"$error":"#N/A"},{"$error":"#N/A"}]
[null,null,null,null,{"$f":"F374/Language!$C$11+Language!$C$10","v":185},85,{"$error":"#N/A"},{"$error":"#N/A"},{"$error":"#N/A"},{"$error":"#N/A"},{"$error":"#N/A"},{"$error":"#N/A"},{"$error":"#N/A"},4577200,{"$error":"#N/A"},{"$error":"#N/A"},{"$error":"#N/A"},{"$error":"#N/A"},{"$error":"#N/A"},null,85,{"$error":"#N/A"},{"$error":"#N/A"},{"$error":"#N/A"},{"$error":"#N/A"},{"$error":"#N/A"},{"$error":"#N/A"},{"$error":"#N/A"},4468600,{"$error":"#N/A"},{"$error":"#N/A"},{"$error":"#N/A"},{"$error":"#N/A"},{"$error":"#N/A"}]
[null,null,null,null,{"$f":"F375/Language!$C$11+Language!$C$10","v":185.9},{"$f":"(F374+F376)/2","v":85.5},{"$error":"#N/A"},{"$error":"#N/A"},{"$error":"#N/A"},{"$error":"#N/A"},{"$error":"#N/A"},{"$error":"#N/A"},{"$error":"#N/A"},4613200,{"$error":"#N/A"},{"$error":"#N/A"},{"$error":"#N/A"},{"$error":"#N/A"},{"$error":"#N/A"},null,{"$f":"(U374+U376)/2","v":85.5},{"$error":"#N/A"},{"$error":"#N/A"},{"$error":"#N/A"},{"$error":"#N/A"},{"$error":"#N/A"},{"$error":"#N/A"},{"$error":"#N/A"},4526000,{"$error":"#N/A"},{"$error":"#N/A"},{"$error":"#N/A"},{"$error":"#N/A"},{"$error":"#N/A"}]
[null,null,null,null,{"$f":"F376/Language!$C$11+Language!$C$10","v":186.79999999999998},86,{"$error":"#N/A"},{"$error":"#N/A"},{"$error":"#N/A"},{"$error":"#N/A"},{"$error":"#N/A"},{"$error":"#N/A"},{"$error":"#N/A"},4641000,{"$error":"#N/A"},{"$error":"#N/A"},{"$error":"#N/A"},{"$error":"#N/A"},{"$error":"#N/A"},null,86,{"$error":"#N/A"},{"$error":"#N/A"},{"$error":"#N/A"},{"$error":"#N/A"},{"$error":"#N/A"},{"$error":"#N/A"},{"$error":"#N/A"},4590500,{"$error":"#N/A"},{"$error":"#N/A"},{"$error":"#N/A"},{"$error":"#N/A"},{"$error":"#N/A"}]
[null,null,null,null,{"$f":"F377/Language!$C$11+Language!$C$10","v":187.7},{"$f":"(F376+F378)/2","v":86.5},{"$error":"#N/A"},{"$error":"#N/A"},{"$error":"#N/A"},{"$error":"#N/A"},{"$error":"#N/A"},{"$error":"#N/A"},{"$error":"#N/A"},{"$f":"(N376+N378)/2","v":{"$error":"#N/A"}},{"$error":"#N/A"},{"$error":"#N/A"},{"$error":"#N/A"},{"$error":"#N/A"},{"$error":"#N/A"},null,{"$f":"(U376+U378)/2","v":86.5},{"$error":"#N/A"},{"$error":"#N/A"},{"$error":"#N/A"},{"$error":"#N/A"},{"$error":"#N/A"},{"$error":"#N/A"},{"$error":"#N/A"},{"$error":"#N/A"},{"$error":"#N/A"},{"$error":"#N/A"},{"$error":"#N/A"},{"$error":"#N/A"},{"$error":"#N/A"}]
[null,null,null,null,{"$f":"F378/Language!$C$11+Language!$C$10","v":188.6},87,{"$error":"#N/A"},{"$error":"#N/A"},{"$error":"#N/A"},{"$error":"#N/A"},{"$error":"#N/A"},{"$error":"#N/A"},{"$error":"#N/A"},{"$error":"#N/A"},{"$error":"#N/A"},{"$error":"#N/A"},{"$error":"#N/A"},{"$error":"#N/A"},{"$error":"#N/A"},null,87,{"$error":"#N/A"},{"$error":"#N/A"},{"$error":"#N/A"},{"$error":"#N/A"},{"$error":"#N/A"},{"$error":"#N/A"},{"$error":"#N/A"},{"$error":"#N/A"},{"$error":"#N/A"},{"$error":"#N/A"},{"$error":"#N/A"},{"$error":"#N/A"},{"$error":"#N/A"}]
[null,null,null,null,{"$f":"F379/Language!$C$11+Language!$C$10","v":189.5},{"$f":"(F378+F380)/2","v":87.5},{"$error":"#N/A"},{"$error":"#N/A"},{"$error":"#N/A"},{"$error":"#N/A"},{"$error":"#N/A"},{"$error":"#N/A"},{"$error":"#N/A"},{"$f":"(N378+N380)/2","v":{"$error":"#N/A"}},{"$error":"#N/A"},{"$error":"#N/A"},{"$error":"#N/A"},{"$error":"#N/A"},{"$error":"#N/A"},null,{"$f":"(U378+U380)/2","v":87.5},{"$error":"#N/A"},{"$error":"#N/A"},{"$error":"#N/A"},{"$error":"#N/A"},{"$error":"#N/A"},{"$error":"#N/A"},{"$error":"#N/A"},{"$error":"#N/A"},{"$error":"#N/A"},{"$error":"#N/A"},{"$error":"#N/A"},{"$error":"#N/A"},{"$error":"#N/A"}]
[null,null,null,null,{"$f":"F380/Language!$C$11+Language!$C$10","v":190.4},88,{"$error":"#N/A"},{"$error":"#N/A"},{"$error":"#N/A"},{"$error":"#N/A"},{"$error":"#N/A"},{"$error":"#N/A"},{"$error":"#N/A"},{"$error":"#N/A"},{"$error":"#N/A"},{"$error":"#N/A"},{"$error":"#N/A"},{"$error":"#N/A"},{"$error":"#N/A"},null,88,{"$error":"#N/A"},{"$error":"#N/A"},{"$error":"#N/A"},{"$error":"#N/A"},{"$error":"#N/A"},{"$error":"#N/A"},{"$error":"#N/A"},{"$error":"#N/A"},{"$error":"#N/A"},{"$error":"#N/A"},{"$error":"#N/A"},{"$error":"#N/A"},{"$error":"#N/A"}]
[null,null,null,null,{"$f":"F381/Language!$C$11+Language!$C$10","v":191.29999999999998},{"$f":"(F380+F382)/2","v":88.5},{"$error":"#N/A"},{"$error":"#N/A"},{"$error":"#N/A"},{"$error":"#N/A"},{"$error":"#N/A"},{"$error":"#N/A"},{"$error":"#N/A"},{"$f":"(N380+N382)/2","v":{"$error":"#N/A"}},{"$error":"#N/A"},{"$error":"#N/A"},{"$error":"#N/A"},{"$error":"#N/A"},{"$error":"#N/A"},null,{"$f":"(U380+U382)/2","v":88.5},{"$error":"#N/A"},{"$error":"#N/A"},{"$error":"#N/A"},{"$error":"#N/A"},{"$error":"#N/A"},{"$error":"#N/A"},{"$error":"#N/A"},{"$error":"#N/A"},{"$error":"#N/A"},{"$error":"#N/A"},{"$error":"#N/A"},{"$error":"#N/A"},{"$error":"#N/A"}]
[null,null,null,null,{"$f":"F382/Language!$C$11+Language!$C$10","v":192.2},89,{"$error":"#N/A"},{"$error":"#N/A"},{"$error":"#N/A"},{"$error":"#N/A"},{"$error":"#N/A"},{"$error":"#N/A"},{"$error":"#N/A"},{"$error":"#N/A"},{"$error":"#N/A"},{"$error":"#N/A"},{"$error":"#N/A"},{"$error":"#N/A"},{"$error":"#N/A"},null,89,{"$error":"#N/A"},{"$error":"#N/A"},{"$error":"#N/A"},{"$error":"#N/A"},{"$error":"#N/A"},{"$error":"#N/A"},{"$error":"#N/A"},{"$error":"#N/A"},{"$error":"#N/A"},{"$error":"#N/A"},{"$error":"#N/A"},{"$error":"#N/A"},{"$error":"#N/A"}]
[null,null,null,null,{"$f":"F383/Language!$C$11+Language!$C$10","v":193.1},{"$f":"(F382+F384)/2","v":89.5},{"$error":"#N/A"},{"$error":"#N/A"},{"$error":"#N/A"},{"$error":"#N/A"},{"$error":"#N/A"},{"$error":"#N/A"},{"$error":"#N/A"},{"$f":"(N382+N384)/2","v":{"$error":"#N/A"}},{"$error":"#N/A"},{"$error":"#N/A"},{"$error":"#N/A"},{"$error":"#N/A"},{"$error":"#N/A"},null,{"$f":"(U382+U384)/2","v":89.5},{"$error":"#N/A"},{"$error":"#N/A"},{"$error":"#N/A"},{"$error":"#N/A"},{"$error":"#N/A"},{"$error":"#N/A"},{"$error":"#N/A"},{"$error":"#N/A"},{"$error":"#N/A"},{"$error":"#N/A"},{"$error":"#N/A"},{"$error":"#N/A"},{"$error":"#N/A"}]
[null,null,null,null,{"$f":"F384/Language!$C$11+Language!$C$10","v":194},90,{"$error":"#N/A"},{"$error":"#N/A"},{"$error":"#N/A"},{"$error":"#N/A"},{"$error":"#N/A"},{"$error":"#N/A"},{"$error":"#N/A"},{"$error":"#N/A"},{"$error":"#N/A"},{"$error":"#N/A"},{"$error":"#N/A"},{"$error":"#N/A"},{"$error":"#N/A"},null,90,{"$error":"#N/A"},{"$error":"#N/A"},{"$error":"#N/A"},{"$error":"#N/A"},{"$error":"#N/A"},{"$error":"#N/A"},{"$error":"#N/A"},{"$error":"#N/A"},{"$error":"#N/A"},{"$error":"#N/A"},{"$error":"#N/A"},{"$error":"#N/A"},{"$error":"#N/A"}]
[null,null,null,null,{"$f":"F385/Language!$C$11+Language!$C$10","v":194.9},{"$f":"(F384+F386)/2","v":90.5},{"$error":"#N/A"},{"$error":"#N/A"},{"$error":"#N/A"},{"$error":"#N/A"},{"$error":"#N/A"},{"$error":"#N/A"},{"$error":"#N/A"},{"$f":"(N384+N386)/2","v":{"$error":"#N/A"}},{"$error":"#N/A"},{"$error":"#N/A"},{"$error":"#N/A"},{"$error":"#N/A"},{"$error":"#N/A"},null,{"$f":"(U384+U386)/2","v":90.5},{"$error":"#N/A"},{"$error":"#N/A"},{"$error":"#N/A"},{"$error":"#N/A"},{"$error":"#N/A"},{"$error":"#N/A"},{"$error":"#N/A"},{"$error":"#N/A"},{"$error":"#N/A"},{"$error":"#N/A"},{"$error":"#N/A"},{"$error":"#N/A"},{"$error":"#N/A"}]
[null,null,null,null,{"$f":"F386/Language!$C$11+Language!$C$10","v":195.79999999999998},91,{"$error":"#N/A"},{"$error":"#N/A"},{"$error":"#N/A"},{"$error":"#N/A"},{"$error":"#N/A"},{"$error":"#N/A"},{"$error":"#N/A"},{"$error":"#N/A"},{"$error":"#N/A"},{"$error":"#N/A"},{"$error":"#N/A"},{"$error":"#N/A"},{"$error":"#N/A"},null,91,{"$error":"#N/A"},{"$error":"#N/A"},{"$error":"#N/A"},{"$error":"#N/A"},{"$error":"#N/A"},{"$error":"#N/A"},{"$error":"#N/A"},{"$error":"#N/A"},{"$error":"#N/A"},{"$error":"#N/A"},{"$error":"#N/A"},{"$error":"#N/A"},{"$error":"#N/A"}]
[null,null,null,null,{"$f":"F387/Language!$C$11+Language!$C$10","v":196.7},{"$f":"(F386+F388)/2","v":91.5},{"$error":"#N/A"},{"$error":"#N/A"},{"$error":"#N/A"},{"$error":"#N/A"},{"$error":"#N/A"},{"$error":"#N/A"},{"$error":"#N/A"},{"$f":"(N386+N388)/2","v":{"$error":"#N/A"}},{"$error":"#N/A"},{"$error":"#N/A"},{"$error":"#N/A"},{"$error":"#N/A"},{"$error":"#N/A"},null,{"$f":"(U386+U388)/2","v":91.5},{"$error":"#N/A"},{"$error":"#N/A"},{"$error":"#N/A"},{"$error":"#N/A"},{"$error":"#N/A"},{"$error":"#N/A"},{"$error":"#N/A"},{"$error":"#N/A"},{"$error":"#N/A"},{"$error":"#N/A"},{"$error":"#N/A"},{"$error":"#N/A"},{"$error":"#N/A"}]
[null,null,null,null,{"$f":"F388/Language!$C$11+Language!$C$10","v":197.6},92,{"$error":"#N/A"},{"$error":"#N/A"},{"$error":"#N/A"},{"$error":"#N/A"},{"$error":"#N/A"},{"$error":"#N/A"},{"$error":"#N/A"},{"$error":"#N/A"},{"$error":"#N/A"},{"$error":"#N/A"},{"$error":"#N/A"},{"$error":"#N/A"},{"$error":"#N/A"},null,92,{"$error":"#N/A"},{"$error":"#N/A"},{"$error":"#N/A"},{"$error":"#N/A"},{"$error":"#N/A"},{"$error":"#N/A"},{"$error":"#N/A"},{"$error":"#N/A"},{"$error":"#N/A"},{"$error":"#N/A"},{"$error":"#N/A"},{"$error":"#N/A"},{"$error":"#N/A"}]
[null,null,null,null,{"$f":"F389/Language!$C$11+Language!$C$10","v":198.5},{"$f":"(F388+F390)/2","v":92.5},{"$error":"#N/A"},{"$error":"#N/A"},{"$error":"#N/A"},{"$error":"#N/A"},{"$error":"#N/A"},{"$error":"#N/A"},{"$error":"#N/A"},{"$f":"(N388+N390)/2","v":{"$error":"#N/A"}},{"$error":"#N/A"},{"$error":"#N/A"},{"$error":"#N/A"},{"$error":"#N/A"},{"$error":"#N/A"},null,{"$f":"(U388+U390)/2","v":92.5},{"$error":"#N/A"},{"$error":"#N/A"},{"$error":"#N/A"},{"$error":"#N/A"},{"$error":"#N/A"},{"$error":"#N/A"},{"$error":"#N/A"},{"$error":"#N/A"},{"$error":"#N/A"},{"$error":"#N/A"},{"$error":"#N/A"},{"$error":"#N/A"},{"$error":"#N/A"}]
[null,null,null,null,{"$f":"F390/Language!$C$11+Language!$C$10","v":199.4},93,{"$error":"#N/A"},{"$error":"#N/A"},{"$error":"#N/A"},{"$error":"#N/A"},{"$error":"#N/A"},{"$error":"#N/A"},{"$error":"#N/A"},{"$error":"#N/A"},{"$error":"#N/A"},{"$error":"#N/A"},{"$error":"#N/A"},{"$error":"#N/A"},{"$error":"#N/A"},null,93,{"$error":"#N/A"},{"$error":"#N/A"},{"$error":"#N/A"},{"$error":"#N/A"},{"$error":"#N/A"},{"$error":"#N/A"},{"$error":"#N/A"},{"$error":"#N/A"},{"$error":"#N/A"},{"$error":"#N/A"},{"$error":"#N/A"},{"$error":"#N/A"},{"$error":"#N/A"}]
[null,null,null,null,{"$f":"F391/Language!$C$11+Language!$C$10","v":200.29999999999998},{"$f":"(F390+F392)/2","v":93.5},{"$error":"#N/A"},{"$error":"#N/A"},{"$error":"#N/A"},{"$error":"#N/A"},{"$error":"#N/A"},{"$error":"#N/A"},{"$error":"#N/A"},{"$f":"(N390+N392)/2","v":{"$error":"#N/A"}},{"$error":"#N/A"},{"$error":"#N/A"},{"$error":"#N/A"},{"$error":"#N/A"},{"$error":"#N/A"},null,{"$f":"(U390+U392)/2","v":93.5},{"$error":"#N/A"},{"$error":"#N/A"},{"$error":"#N/A"},{"$error":"#N/A"},{"$error":"#N/A"},{"$error":"#N/A"},{"$error":"#N/A"},{"$error":"#N/A"},{"$error":"#N/A"},{"$error":"#N/A"},{"$error":"#N/A"},{"$error":"#N/A"},{"$error":"#N/A"}]
[null,null,null,null,{"$f":"F392/Language!$C$11+Language!$C$10","v":201.2},94,{"$error":"#N/A"},{"$error":"#N/A"},{"$error":"#N/A"},{"$error":"#N/A"},{"$error":"#N/A"},{"$error":"#N/A"},{"$error":"#N/A"},{"$error":"#N/A"},{"$error":"#N/A"},{"$error":"#N/A"},{"$error":"#N/A"},{"$error":"#N/A"},{"$error":"#N/A"},null,94,{"$error":"#N/A"},{"$error":"#N/A"},{"$error":"#N/A"},{"$error":"#N/A"},{"$error":"#N/A"},{"$error":"#N/A"},{"$error":"#N/A"},{"$error":"#N/A"},{"$error":"#N/A"},{"$error":"#N/A"},{"$error":"#N/A"},{"$error":"#N/A"},{"$error":"#N/A"}]
[null,null,null,null,{"$f":"F393/Language!$C$11+Language!$C$10","v":202.1},{"$f":"(F392+F394)/2","v":94.5},{"$error":"#N/A"},{"$error":"#N/A"},{"$error":"#N/A"},{"$error":"#N/A"},{"$error":"#N/A"},{"$error":"#N/A"},{"$error":"#N/A"},{"$f":"(N392+N394)/2","v":{"$error":"#N/A"}},{"$error":"#N/A"},{"$error":"#N/A"},{"$error":"#N/A"},{"$error":"#N/A"},{"$error":"#N/A"},null,{"$f":"(U392+U394)/2","v":94.5},{"$error":"#N/A"},{"$error":"#N/A"},{"$error":"#N/A"},{"$error":"#N/A"},{"$error":"#N/A"},{"$error":"#N/A"},{"$error":"#N/A"},{"$error":"#N/A"},{"$error":"#N/A"},{"$error":"#N/A"},{"$error":"#N/A"},{"$error":"#N/A"},{"$error":"#N/A"}]
[null,null,null,null,{"$f":"F394/Language!$C$11+Language!$C$10","v":203},95,{"$error":"#N/A"},{"$error":"#N/A"},{"$error":"#N/A"},{"$error":"#N/A"},{"$error":"#N/A"},{"$error":"#N/A"},{"$error":"#N/A"},{"$error":"#N/A"},{"$error":"#N/A"},{"$error":"#N/A"},{"$error":"#N/A"},{"$error":"#N/A"},{"$error":"#N/A"},null,95,{"$error":"#N/A"},{"$error":"#N/A"},{"$error":"#N/A"},{"$error":"#N/A"},{"$error":"#N/A"},{"$error":"#N/A"},{"$error":"#N/A"},{"$error":"#N/A"},{"$error":"#N/A"},{"$error":"#N/A"},{"$error":"#N/A"},{"$error":"#N/A"},{"$error":"#N/A"}]
[null,null,null,null,{"$f":"F395/Language!$C$11+Language!$C$10","v":203.9},{"$f":"(F394+F396)/2","v":95.5},{"$error":"#N/A"},{"$error":"#N/A"},{"$error":"#N/A"},{"$error":"#N/A"},{"$error":"#N/A"},{"$error":"#N/A"},{"$error":"#N/A"},{"$f":"(N394+N396)/2","v":{"$error":"#N/A"}},{"$error":"#N/A"},{"$error":"#N/A"},{"$error":"#N/A"},{"$error":"#N/A"},{"$error":"#N/A"},null,{"$f":"(U394+U396)/2","v":95.5},{"$error":"#N/A"},{"$error":"#N/A"},{"$error":"#N/A"},{"$error":"#N/A"},{"$error":"#N/A"},{"$error":"#N/A"},{"$error":"#N/A"},{"$error":"#N/A"},{"$error":"#N/A"},{"$error":"#N/A"},{"$error":"#N/A"},{"$error":"#N/A"},{"$error":"#N/A"}]
[null,null,null,null,{"$f":"F396/Language!$C$11+Language!$C$10","v":204.79999999999998},96,{"$error":"#N/A"},{"$error":"#N/A"},{"$error":"#N/A"},{"$error":"#N/A"},{"$error":"#N/A"},{"$error":"#N/A"},{"$error":"#N/A"},{"$error":"#N/A"},{"$error":"#N/A"},{"$error":"#N/A"},{"$error":"#N/A"},{"$error":"#N/A"},{"$error":"#N/A"},null,96,{"$error":"#N/A"},{"$error":"#N/A"},{"$error":"#N/A"},{"$error":"#N/A"},{"$error":"#N/A"},{"$error":"#N/A"},{"$error":"#N/A"},{"$error":"#N/A"},{"$error":"#N/A"},{"$error":"#N/A"},{"$error":"#N/A"},{"$error":"#N/A"},{"$error":"#N/A"}]
[null,null,null,null,{"$f":"F397/Language!$C$11+Language!$C$10","v":205.7},{"$f":"(F396+F398)/2","v":96.5},{"$error":"#N/A"},{"$error":"#N/A"},{"$error":"#N/A"},{"$error":"#N/A"},{"$error":"#N/A"},{"$error":"#N/A"},{"$error":"#N/A"},{"$f":"(N396+N398)/2","v":{"$error":"#N/A"}},{"$error":"#N/A"},{"$error":"#N/A"},{"$error":"#N/A"},{"$error":"#N/A"},{"$error":"#N/A"},null,{"$f":"(U396+U398)/2","v":96.5},{"$error":"#N/A"},{"$error":"#N/A"},{"$error":"#N/A"},{"$error":"#N/A"},{"$error":"#N/A"},{"$error":"#N/A"},{"$error":"#N/A"},{"$error":"#N/A"},{"$error":"#N/A"},{"$error":"#N/A"},{"$error":"#N/A"},{"$error":"#N/A"},{"$error":"#N/A"}]
[null,null,null,null,{"$f":"F398/Language!$C$11+Language!$C$10","v":206.6},97,{"$error":"#N/A"},{"$error":"#N/A"},{"$error":"#N/A"},{"$error":"#N/A"},{"$error":"#N/A"},{"$error":"#N/A"},{"$error":"#N/A"},{"$error":"#N/A"},{"$error":"#N/A"},{"$error":"#N/A"},{"$error":"#N/A"},{"$error":"#N/A"},{"$error":"#N/A"},null,97,{"$error":"#N/A"},{"$error":"#N/A"},{"$error":"#N/A"},{"$error":"#N/A"},{"$error":"#N/A"},{"$error":"#N/A"},{"$error":"#N/A"},{"$error":"#N/A"},{"$error":"#N/A"},{"$error":"#N/A"},{"$error":"#N/A"},{"$error":"#N/A"},{"$error":"#N/A"}]
[null,null,null,null,{"$f":"F399/Language!$C$11+Language!$C$10","v":207.5},{"$f":"(F398+F400)/2","v":97.5},{"$error":"#N/A"},{"$error":"#N/A"},{"$error":"#N/A"},{"$error":"#N/A"},{"$error":"#N/A"},{"$error":"#N/A"},{"$error":"#N/A"},{"$f":"(N398+N400)/2","v":{"$error":"#N/A"}},{"$error":"#N/A"},{"$error":"#N/A"},{"$error":"#N/A"},{"$error":"#N/A"},{"$error":"#N/A"},null,{"$f":"(U398+U400)/2","v":97.5},{"$error":"#N/A"},{"$error":"#N/A"},{"$error":"#N/A"},{"$error":"#N/A"},{"$error":"#N/A"},{"$error":"#N/A"},{"$error":"#N/A"},{"$error":"#N/A"},{"$error":"#N/A"},{"$error":"#N/A"},{"$error":"#N/A"},{"$error":"#N/A"},{"$error":"#N/A"}]
[null,null,null,null,{"$f":"F400/Language!$C$11+Language!$C$10","v":208.4},98,{"$error":"#N/A"},{"$error":"#N/A"},{"$error":"#N/A"},{"$error":"#N/A"},{"$error":"#N/A"},{"$error":"#N/A"},{"$error":"#N/A"},{"$error":"#N/A"},{"$error":"#N/A"},{"$error":"#N/A"},{"$error":"#N/A"},{"$error":"#N/A"},{"$error":"#N/A"},null,98,{"$error":"#N/A"},{"$error":"#N/A"},{"$error":"#N/A"},{"$error":"#N/A"},{"$error":"#N/A"},{"$error":"#N/A"},{"$error":"#N/A"},{"$error":"#N/A"},{"$error":"#N/A"},{"$error":"#N/A"},{"$error":"#N/A"},{"$error":"#N/A"},{"$error":"#N/A"}]
[null,null,null,null,{"$f":"F401/Language!$C$11+Language!$C$10","v":209.29999999999998},{"$f":"(F400+F402)/2","v":98.5},{"$error":"#N/A"},{"$error":"#N/A"},{"$error":"#N/A"},{"$error":"#N/A"},{"$error":"#N/A"},{"$error":"#N/A"},{"$error":"#N/A"},{"$f":"(N400+N402)/2","v":{"$error":"#N/A"}},{"$error":"#N/A"},{"$error":"#N/A"},{"$error":"#N/A"},{"$error":"#N/A"},{"$error":"#N/A"},null,{"$f":"(U400+U402)/2","v":98.5},{"$error":"#N/A"},{"$error":"#N/A"},{"$error":"#N/A"},{"$error":"#N/A"},{"$error":"#N/A"},{"$error":"#N/A"},{"$error":"#N/A"},{"$error":"#N/A"},{"$error":"#N/A"},{"$error":"#N/A"},{"$error":"#N/A"},{"$error":"#N/A"},{"$error":"#N/A"}]
[null,null,null,null,{"$f":"F402/Language!$C$11+Language!$C$10","v":210.2},99,{"$error":"#N/A"},{"$error":"#N/A"},{"$error":"#N/A"},{"$error":"#N/A"},{"$error":"#N/A"},{"$error":"#N/A"},{"$error":"#N/A"},{"$error":"#N/A"},{"$error":"#N/A"},{"$error":"#N/A"},{"$error":"#N/A"},{"$error":"#N/A"},{"$error":"#N/A"},null,99,{"$error":"#N/A"},{"$error":"#N/A"},{"$error":"#N/A"},{"$error":"#N/A"},{"$error":"#N/A"},{"$error":"#N/A"},{"$error":"#N/A"},{"$error":"#N/A"},{"$error":"#N/A"},{"$error":"#N/A"},{"$error":"#N/A"},{"$error":"#N/A"},{"$error":"#N/A"}]
[null,null,null,null,{"$f":"F403/Language!$C$11+Language!$C$10","v":211.1},{"$f":"(F402+F404)/2","v":99.5},{"$error":"#N/A"},{"$error":"#N/A"},{"$error":"#N/A"},{"$error":"#N/A"},{"$error":"#N/A"},{"$error":"#N/A"},{"$error":"#N/A"},{"$f":"(N402+N404)/2","v":{"$error":"#N/A"}},{"$error":"#N/A"},{"$error":"#N/A"},{"$error":"#N/A"},{"$error":"#N/A"},{"$error":"#N/A"},null,{"$f":"(U402+U404)/2","v":99.5},{"$error":"#N/A"},{"$error":"#N/A"},{"$error":"#N/A"},{"$error":"#N/A"},{"$error":"#N/A"},{"$error":"#N/A"},{"$error":"#N/A"},{"$error":"#N/A"},{"$error":"#N/A"},{"$error":"#N/A"},{"$error":"#N/A"},{"$error":"#N/A"},{"$error":"#N/A"}]
[null,null,null,null,{"$f":"F404/Language!$C$11+Language!$C$10","v":212},100,{"$error":"#N/A"},{"$error":"#N/A"},{"$error":"#N/A"},{"$error":"#N/A"},{"$error":"#N/A"},{"$error":"#N/A"},{"$error":"#N/A"},{"$error":"#N/A"},{"$error":"#N/A"},{"$error":"#N/A"},{"$error":"#N/A"},{"$error":"#N/A"},{"$error":"#N/A"},null,100,{"$error":"#N/A"},{"$error":"#N/A"},{"$error":"#N/A"},{"$error":"#N/A"},{"$error":"#N/A"},{"$error":"#N/A"},{"$error":"#N/A"},{"$error":"#N/A"},{"$error":"#N/A"},{"$error":"#N/A"},{"$error":"#N/A"},{"$error":"#N/A"},{"$error":"#N/A"}]

{"sheet":"Kt","index":6,"n_rows":1393,"n_cols":164,"rows_kept":562,"cut":true,"hidden":true,"merged":[],"bounds":{"rows_first":250,"rows_last":62,"rows_between":250,"halvings":3}}
[]
[]
[null,"°C",null,-100,-99,-98,-97,-96,-95,-94,-93,-92,-91,-90,-89,-88,-87,-86,-85,-84,-83,-82,-81,-80,-79,-78,-77,-76,-75,-74,-73,-72,-71,-70,-69,-68,-67,-66,-65,-64,-63,-62,-61,-60,-59,-58,-57,-56,-55,-54,-53,-52,-51,-50,-49,-48,-47,-46,-45,-44,-43,-42,-41,-40,-39,-38,-37,-36,-35,-34,-33,-32,-31,-30,-29,-28,-27,-26,-25,-24,-23,-22,-21,-20,-19,-18,-17,-16,-15,-14,-13,-12,-11,-10,-9,-8,-7,-6,-5,-4,-3,-2,-1,0,1,2,3,4,5,6,7,8,9,10,11,12,13,14,15,16,17,18,19,20,21,22,23,24,25,26,27,28,29,30,31,32,33,34,35,36,37,38,39,40,41,42,43,44,45,46,47,48,49,50,51,52,53,54,55,56,57,58,59,60]
["R124",50,50,{"$error":"#N/A"},{"$error":"#N/A"},{"$error":"#N/A"},{"$error":"#N/A"},{"$error":"#N/A"},{"$error":"#N/A"},{"$error":"#N/A"},{"$error":"#N/A"},{"$error":"#N/A"},{"$error":"#N/A"},{"$error":"#N/A"},{"$error":"#N/A"},{"$error":"#N/A"},{"$error":"#N/A"},{"$error":"#N/A"},{"$error":"#N/A"},{"$error":"#N/A"},{"$error":"#N/A"},{"$error":"#N/A"},{"$error":"#N/A"},{"$error":"#N/A"},{"$error":"#N/A"},{"$error":"#N/A"},{"$error":"#N/A"},{"$error":"#N/A"},{"$error":"#N/A"},{"$error":"#N/A"},{"$error":"#N/A"},{"$error":"#N/A"},{"$error":"#N/A"},{"$error":"#N/A"},{"$error":"#N/A"},{"$error":"#N/A"},{"$error":"#N/A"},{"$error":"#N/A"},{"$error":"#N/A"},{"$error":"#N/A"},{"$error":"#N/A"},{"$error":"#N/A"},{"$error":"#N/A"},{"$error":"#N/A"},{"$error":"#N/A"},{"$error":"#N/A"},{"$error":"#N/A"},{"$error":"#N/A"},{"$error":"#N/A"},{"$error":"#N/A"},{"$error":"#N/A"},{"$error":"#N/A"},{"$error":"#N/A"},{"$error":"#N/A"},{"$error":"#N/A"},{"$error":"#N/A"},{"$error":"#N/A"},{"$error":"#N/A"},{"$error":"#N/A"},{"$error":"#N/A"},{"$error":"#N/A"},{"$error":"#N/A"},{"$error":"#N/A"},{"$error":"#N/A"},{"$error":"#N/A"},{"$error":"#N/A"},{"$error":"#N/A"},{"$error":"#N/A"},{"$error":"#N/A"},{"$error":"#N/A"},{"$error":"#N/A"},{"$error":"#N/A"},{"$error":"#N/A"},{"$error":"#N/A"},{"$error":"#N/A"},{"$error":"#N/A"},{"$error":"#N/A"},{"$error":"#N/A"},{"$error":"#N/A"},{"$error":"#N/A"},{"$error":"#N/A"},{"$error":"#N/A"},{"$error":"#N/A"},{"$error":"#N/A"},{"$error":"#N/A"},{"$error":"#N/A"},{"$error":"#N/A"},{"$error":"#N/A"},{"$error":"#N/A"},{"$error":"#N/A"},{"$error":"#N/A"},{"$error":"#N/A"},{"$error":"#N/A"},{"$error":"#N/A"},{"$error":"#N/A"},{"$error":"#N/A"},{"$error":"#N/A"},{"$error":"#N/A"},{"$error":"#N/A"},{"$error":"#N/A"},{"$error":"#N/A"},{"$error":"#N/A"},{"$error":"#N/A"},{"$error":"#N/A"},{"$error":"#N/A"},{"$error":"#N/A"},{"$error":"#N/A"},{"$error":"#N/A"},{"$error":"#N/A"},{"$error":"#N/A"},{"$error":"#N/A"},{"$error":"#N/A"},{"$error":"#N/A"},{"$error":"#N/A"},{"$error":"#N/A"},{"$error":"#N/A"},{"$error":"#N/A"},{"$error":"#N/A"},{"$error":"#N/A"},{"$error":"#N/A"},{"$error":"#N/A"},{"$error":"#N/A"},{"$error":"#N/A"},{"$error":"#N/A"},{"$error":"#N/A"},{"$error":"#N/A"},{"$error":"#N/A"},{"$error":"#N/A"},{"$error":"#N/A"},{"$error":"#N/A"},{"$error":"#N/A"},{"$error":"#N/A"},{"$error":"#N/A"},{"$error":"#N/A"}]
["R124",51,51,{"$error":"#N/A"},{"$error":"#N/A"},{"$error":"#N/A"},{"$error":"#N/A"},{"$error":"#N/A"},{"$error":"#N/A"},{"$error":"#N/A"},{"$error":"#N/A"},{"$error":"#N/A"},{"$error":"#N/A"},{"$error":"#N/A"},{"$error":"#N/A"},{"$error":"#N/A"},{"$error":"#N/A"},{"$error":"#N/A"},{"$error":"#N/A"},{"$error":"#N/A"},{"$error":"#N/A"},{"$error":"#N/A"},{"$error":"#N/A"},{"$error":"#N/A"},{"$error":"#N/A"},{"$error":"#N/A"},{"$error":"#N/A"},{"$error":"#N/A"},{"$error":"#N/A"},{"$error":"#N/A"},{"$error":"#N/A"},{"$error":"#N/A"},{"$error":"#N/A"},{"$error":"#N/A"},{"$error":"#N/A"},{"$error":"#N/A"},{"$error":"#N/A"},{"$error":"#N/A"},{"$error":"#N/A"},{"$error":"#N/A"},{"$error":"#N/A"},{"$error":"#N/A"},{"$error":"#N/A"},{"$error":"#N/A"},{"$error":"#N/A"},{"$error":"#N/A"},{"$error":"#N/A"},{"$error":"#N/A"},{"$error":"#N/A"},{"$error":"#N/A"},{"$error":"#N/A"},{"$error":"#N/A"},{"$error":"#N/A"},{"$error":"#N/A"},{"$error":"#N/A"},{"$error":"#N/A"},{"$error":"#N/A"},{"$error":"#N/A"},{"$error":"#N/A"},{"$error":"#N/A"},{"$error":"#N/A"},{"$error":"#N/A"},{"$error":"#N/A"},{"$error":"#N/A"},{"$error":"#N/A"},{"$error":"#N/A"},{"$error":"#N/A"},{"$error":"#N/A"},{"$error":"#N/A"},{"$error":"#N/A"},{"$error":"#N/A"},{"$error":"#N/A"},{"$error":"#N/A"},{"$error":"#N/A"},{"$error":"#N/A"},{"$error":"#N/A"},{"$error":"#N/A"},{"$error":"#N/A"},{"$error":"#N/A"},{"$error":"#N/A"},{"$error":"#N/A"},{"$error":"#N/A"},{"$error":"#N/A"},{"$error":"#N/A"},{"$error":"#N/A"},{"$error":"#N/A"},{"$error":"#N/A"},{"$error":"#N/A"},{"$error":"#N/A"},{"$error":"#N/A"},{"$error":"#N/A"},{"$error":"#N/A"},{"$error":"#N/A"},{"$error":"#N/A"},{"$error":"#N/A"},{"$error":"#N/A"},{"$error":"#N/A"},{"$error":"#N/A"},{"$error":"#N/A"},{"$error":"#N/A"},{"$error":"#N/A"},{"$error":"#N/A"},{"$error":"#N/A"},{"$error":"#N/A"},{"$error":"#N/A"},{"$error":"#N/A"},{"$error":"#N/A"},{"$error":"#N/A"},{"$error":"#N/A"},{"$error":"#N/A"},{"$error":"#N/A"},{"$error":"#N/A"},{"$error":"#N/A"},{"$error":"#N/A"},{"$error":"#N/A"},{"$error":"#N/A"},{"$error":"#N/A"},{"$error":"#N/A"},{"$error":"#N/A"},{"$error":"#N/A"},{"$error":"#N/A"},{"$error":"#N/A"},{"$error":"#N/A"},{"$error":"#N/A"},{"$error":"#N/A"},{"$error":"#N/A"},{"$error":"#N/A"},{"$error":"#N/A"},{"$error":"#N/A"},{"$error":"#N/A"},{"$error":"#N/A"},{"$error":"#N/A"},{"$error":"#N/A"},{"$error":"#N/A"}]
["R124",52,52,{"$error":"#N/A"},{"$error":"#N/A"},{"$error":"#N/A"},{"$error":"#N/A"},{"$error":"#N/A"},{"$error":"#N/A"},{"$error":"#N/A"},{"$error":"#N/A"},{"$error":"#N/A"},{"$error":"#N/A"},{"$error":"#N/A"},{"$error":"#N/A"},{"$error":"#N/A"},{"$error":"#N/A"},{"$error":"#N/A"},{"$error":"#N/A"},{"$error":"#N/A"},{"$error":"#N/A"},{"$error":"#N/A"},{"$error":"#N/A"},{"$error":"#N/A"},{"$error":"#N/A"},{"$error":"#N/A"},{"$error":"#N/A"},{"$error":"#N/A"},{"$error":"#N/A"},{"$error":"#N/A"},{"$error":"#N/A"},{"$error":"#N/A"},{"$error":"#N/A"},{"$error":"#N/A"},{"$error":"#N/A"},{"$error":"#N/A"},{"$error":"#N/A"},{"$error":"#N/A"},{"$error":"#N/A"},{"$error":"#N/A"},{"$error":"#N/A"},{"$error":"#N/A"},{"$error":"#N/A"},{"$error":"#N/A"},{"$error":"#N/A"},{"$error":"#N/A"},{"$error":"#N/A"},{"$error":"#N/A"},{"$error":"#N/A"},{"$error":"#N/A"},{"$error":"#N/A"},{"$error":"#N/A"},{"$error":"#N/A"},{"$error":"#N/A"},{"$error":"#N/A"},{"$error":"#N/A"},{"$error":"#N/A"},{"$error":"#N/A"},{"$error":"#N/A"},{"$error":"#N/A"},{"$error":"#N/A"},{"$error":"#N/A"},{"$error":"#N/A"},{"$error":"#N/A"},{"$error":"#N/A"},{"$error":"#N/A"},{"$error":"#N/A"},{"$error":"#N/A"},{"$error":"#N/A"},{"$error":"#N/A"},{"$error":"#N/A"},{"$error":"#N/A"},{"$error":"#N/A"},{"$error":"#N/A"},{"$error":"#N/A"},{"$error":"#N/A"},{"$error":"#N/A"},{"$error":"#N/A"},{"$error":"#N/A"},{"$error":"#N/A"},{"$error":"#N/A"},{"$error":"#N/A"},{"$error":"#N/A"},{"$error":"#N/A"},{"$error":"#N/A"},{"$error":"#N/A"},{"$error":"#N/A"},{"$error":"#N/A"},{"$error":"#N/A"},{"$error":"#N/A"},{"$error":"#N/A"},{"$error":"#N/A"},{"$error":"#N/A"},{"$error":"#N/A"},{"$error":"#N/A"},{"$error":"#N/A"},{"$error":"#N/A"},{"$error":"#N/A"},{"$error":"#N/A"},{"$error":"#N/A"},{"$error":"#N/A"},{"$error":"#N/A"},{"$error":"#N/A"},{"$error":"#N/A"},{"$error":"#N/A"},{"$error":"#N/A"},{"$error":"#N/A"},{"$error":"#N/A"},{"$error":"#N/A"},{"$error":"#N/A"},{"$error":"#N/A"},{"$error":"#N/A"},{"$error":"#N/A"},{"$error":"#N/A"},{"$error":"#N/A"},{"$error":"#N/A"},{"$error":"#N/A"},{"$error":"#N/A"},{"$error":"#N/A"},{"$error":"#N/A"},{"$error":"#N/A"},{"$error":"#N/A"},{"$error":"#N/A"},{"$error":"#N/A"},{"$error":"#N/A"},{"$error":"#N/A"},{"$error":"#N/A"},{"$error":"#N/A"},{"$error":"#N/A"},{"$error":"#N/A"},{"$error":"#N/A"},{"$error":"#N/A"},{"$error":"#N/A"},{"$error":"#N/A"}]
["R124",53,53,{"$error":"#N/A"},{"$error":"#N/A"},{"$error":"#N/A"},{"$error":"#N/A"},{"$error":"#N/A"},{"$error":"#N/A"},{"$error":"#N/A"},{"$error":"#N/A"},{"$error":"#N/A"},{"$error":"#N/A"},{"$error":"#N/A"},{"$error":"#N/A"},{"$error":"#N/A"},{"$error":"#N/A"},{"$error":"#N/A"},{"$error":"#N/A"},{"$error":"#N/A"},{"$error":"#N/A"},{"$error":"#N/A"},{"$error":"#N/A"},{"$error":"#N/A"},{"$error":"#N/A"},{"$error":"#N/A"},{"$error":"#N/A"},{"$error":"#N/A"},{"$error":"#N/A"},{"$error":"#N/A"},{"$error":"#N/A"},{"$error":"#N/A"},{"$error":"#N/A"},{"$error":"#N/A"},{"$error":"#N/A"},{"$error":"#N/A"},{"$error":"#N/A"},{"$error":"#N/A"},{"$error":"#N/A"},{"$error":"#N/A"},{"$error":"#N/A"},{"$error":"#N/A"},{"$error":"#N/A"},{"$error":"#N/A"},{"$error":"#N/A"},{"$error":"#N/A"},{"$error":"#N/A"},{"$error":"#N/A"},{"$error":"#N/A"},{"$error":"#N/A"},{"$error":"#N/A"},{"$error":"#N/A"},{"$error":"#N/A"},{"$error":"#N/A"},{"$error":"#N/A"},{"$error":"#N/A"},{"$error":"#N/A"},{"$error":"#N/A"},{"$error":"#N/A"},{"$error":"#N/A"},{"$error":"#N/A"},{"$error":"#N/A"},{"$error":"#N/A"},{"$error":"#N/A"},{"$error":"#N/A"},{"$error":"#N/A"},{"$error":"#N/A"},{"$error":"#N/A"},{"$error":"#N/A"},{"$error":"#N/A"},{"$error":"#N/A"},{"$error":"#N/A"},{"$error":"#N/A"},{"$error":"#N/A"},{"$error":"#N/A"},{"$error":"#N/A"},{"$error":"#N/A"},{"$error":"#N/A"},{"$error":"#N/A"},{"$error":"#N/A"},{"$error":"#N/A"},{"$error":"#N/A"},{"$error":"#N/A"},{"$error":"#N/A"},{"$error":"#N/A"},{"$error":"#N/A"},{"$error":"#N/A"},{"$error":"#N/A"},{"$error":"#N/A"},{"$error":"#N/A"},{"$error":"#N/A"},{"$error":"#N/A"},{"$error":"#N/A"},{"$error":"#N/A"},{"$error":"#N/A"},{"$error":"#N/A"},{"$error":"#N/A"},{"$error":"#N/A"},{"$error":"#N/A"},{"$error":"#N/A"},{"$error":"#N/A"},{"$error":"#N/A"},{"$error":"#N/A"},{"$error":"#N/A"},{"$error":"#N/A"},{"$error":"#N/A"},{"$error":"#N/A"},{"$error":"#N/A"},{"$error":"#N/A"},{"$error":"#N/A"},{"$error":"#N/A"},{"$error":"#N/A"},{"$error":"#N/A"},{"$error":"#N/A"},{"$error":"#N/A"},{"$error":"#N/A"},{"$error":"#N/A"},{"$error":"#N/A"},{"$error":"#N/A"},{"$error":"#N/A"},{"$error":"#N/A"},{"$error":"#N/A"},{"$error":"#N/A"},{"$error":"#N/A"},{"$error":"#N/A"},{"$error":"#N/A"},{"$error":"#N/A"},{"$error":"#N/A"},{"$error":"#N/A"},{"$error":"#N/A"},{"$error":"#N/A"},{"$error":"#N/A"},{"$error":"#N/A"},{"$error":"#N/A"}]
["R124",54,54,{"$error":"#N/A"},{"$error":"#N/A"},{"$error":"#N/A"},{"$error":"#N/A"},{"$error":"#N/A"},{"$error":"#N/A"},{"$error":"#N/A"},{"$error":"#N/A"},{"$error":"#N/A"},{"$error":"#N/A"},{"$error":"#N/A"},{"$error":"#N/A"},{"$error":"#N/A"},{"$error":"#N/A"},{"$error":"#N/A"},{"$error":"#N/A"},{"$error":"#N/A"},{"$error":"#N/A"},{"$error":"#N/A"},{"$error":"#N/A"},{"$error":"#N/A"},{"$error":"#N/A"},{"$error":"#N/A"},{"$error":"#N/A"},{"$error":"#N/A"},{"$error":"#N/A"},{"$error":"#N/A"},{"$error":"#N/A"},{"$error":"#N/A"},{"$error":"#N/A"},{"$error":"#N/A"},{"$error":"#N/A"},{"$error":"#N/A"},{"$error":"#N/A"},{"$error":"#N/A"},{"$error":"#N/A"},{"$error":"#N/A"},{"$error":"#N/A"},{"$error":"#N/A"},{"$error":"#N/A"},{"$error":"#N/A"},{"$error":"#N/A"},{"$error":"#N/A"},{"$error":"#N/A"},{"$error":"#N/A"},{"$error":"#N/A"},{"$error":"#N/A"},{"$error":"#N/A"},{"$error":"#N/A"},{"$error":"#N/A"},{"$error":"#N/A"},{"$error":"#N/A"},{"$error":"#N/A"},{"$error":"#N/A"},{"$error":"#N/A"},{"$error":"#N/A"},{"$error":"#N/A"},{"$error":"#N/A"},{"$error":"#N/A"},{"$error":"#N/A"},{"$error":"#N/A"},{"$error":"#N/A"},{"$error":"#N/A"},{"$error":"#N/A"},{"$error":"#N/A"},{"$error":"#N/A"},{"$error":"#N/A"},{"$error":"#N/A"},{"$error":"#N/A"},{"$error":"#N/A"},{"$error":"#N/A"},{"$error":"#N/A"},{"$error":"#N/A"},{"$error":"#N/A"},{"$error":"#N/A"},{"$error":"#N/A"},{"$error":"#N/A"},{"$error":"#N/A"},{"$error":"#N/A"},{"$error":"#N/A"},{"$error":"#N/A"},{"$error":"#N/A"},{"$error":"#N/A"},{"$error":"#N/A"},{"$error":"#N/A"},{"$error":"#N/A"},{"$error":"#N/A"},{"$error":"#N/A"},{"$error":"#N/A"},{"$error":"#N/A"},{"$error":"#N/A"},{"$error":"#N/A"},{"$error":"#N/A"},{"$error":"#N/A"},{"$error":"#N/A"},{"$error":"#N/A"},{"$error":"#N/A"},{"$error":"#N/A"},{"$error":"#N/A"},{"$error":"#N/A"},{"$error":"#N/A"},{"$error":"#N/A"},{"$error":"#N/A"},{"$error":"#N/A"},{"$error":"#N/A"},{"$error":"#N/A"},{"$error":"#N/A"},{"$error":"#N/A"},{"$error":"#N/A"},{"$error":"#N/A"},{"$error":"#N/A"},{"$error":"#N/A"},{"$error":"#N/A"},{"$error":"#N/A"},{"$error":"#N/A"},{"$error":"#N/A"},{"$error":"#N/A"},{"$error":"#N/A"},{"$error":"#N/A"},{"$error":"#N/A"},{"$error":"#N/A"},{"$error":"#N/A"},{"$error":"#N/A"},{"$error":"#N/A"},{"$error":"#N/A"},{"$error":"#N/A"},{"$error":"#N/A"},{"$error":"#N/A"},{"$error":"#N/A"},{"$error":"#N/A"},{"$error":"#N/A"}]
["R124",55,55,{"$error":"#N/A"},{"$error":"#N/A"},{"$error":"#N/A"},{"$error":"#N/A"},{"$error":"#N/A"},{"$error":"#N/A"},{"$error":"#N/A"},{"$error":"#N/A"},{"$error":"#N/A"},{"$error":"#N/A"},{"$error":"#N/A"},{"$error":"#N/A"},{"$error":"#N/A"},{"$error":"#N/A"},{"$error":"#N/A"},{"$error":"#N/A"},{"$error":"#N/A"},{"$error":"#N/A"},{"$error":"#N/A"},{"$error":"#N/A"},{"$error":"#N/A"},{"$error":"#N/A"},{"$error":"#N/A"},{"$error":"#N/A"},{"$error":"#N/A"},{"$error":"#N/A"},{"$error":"#N/A"},{"$error":"#N/A"},{"$error":"#N/A"},{"$error":"#N/A"},{"$error":"#N/A"},{"$error":"#N/A"},{"$error":"#N/A"},{"$error":"#N/A"},{"$error":"#N/A"},{"$error":"#N/A"},{"$error":"#N/A"},{"$error":"#N/A"},{"$error":"#N/A"},{"$error":"#N/A"},{"$error":"#N/A"},{"$error":"#N/A"},{"$error":"#N/A"},{"$error":"#N/A"},{"$error":"#N/A"},{"$error":"#N/A"},{"$error":"#N/A"},{"$error":"#N/A"},{"$error":"#N/A"},{"$error":"#N/A"},{"$error":"#N/A"},{"$error":"#N/A"},{"$error":"#N/A"},{"$error":"#N/A"},{"$error":"#N/A"},{"$error":"#N/A"},{"$error":"#N/A"},{"$error":"#N/A"},{"$error":"#N/A"},{"$error":"#N/A"},{"$error":"#N/A"},{"$error":"#N/A"},{"$error":"#N/A"},{"$error":"#N/A"},{"$error":"#N/A"},{"$error":"#N/A"},{"$error":"#N/A"},{"$error":"#N/A"},{"$error":"#N/A"},{"$error":"#N/A"},{"$error":"#N/A"},{"$error":"#N/A"},{"$error":"#N/A"},{"$error":"#N/A"},{"$error":"#N/A"},{"$error":"#N/A"},{"$error":"#N/A"},{"$error":"#N/A"},{"$error":"#N/A"},{"$error":"#N/A"},{"$error":"#N/A"},{"$error":"#N/A"},{"$error":"#N/A"},{"$error":"#N/A"},{"$error":"#N/A"},{"$error":"#N/A"},{"$error":"#N/A"},{"$error":"#N/A"},{"$error":"#N/A"},{"$error":"#N/A"},{"$error":"#N/A"},{"$error":"#N/A"},{"$error":"#N/A"},{"$error":"#N/A"},{"$error":"#N/A"},{"$error":"#N/A"},{"$error":"#N/A"},{"$error":"#N/A"},{"$error":"#N/A"},{"$error":"#N/A"},{"$error":"#N/A"},{"$error":"#N/A"},{"$error":"#N/A"},{"$error":"#N/A"},{"$error":"#N/A"},{"$error":"#N/A"},{"$error":"#N/A"},{"$error":"#N/A"},{"$error":"#N/A"},{"$error":"#N/A"},{"$error":"#N/A"},{"$error":"#N/A"},{"$error":"#N/A"},{"$error":"#N/A"},{"$error":"#N/A"},{"$error":"#N/A"},{"$error":"#N/A"},{"$error":"#N/A"},{"$error":"#N/A"},{"$error":"#N/A"},{"$error":"#N/A"},{"$error":"#N/A"},{"$error":"#N/A"},{"$error":"#N/A"},{"$error":"#N/A"},{"$error":"#N/A"},{"$error":"#N/A"},{"$error":"#N/A"},{"$error":"#N/A"},{"$error":"#N/A"},{"$error":"#N/A"}]
["R124",56,56,{"$error":"#N/A"},{"$error":"#N/A"},{"$error":"#N/A"},{"$error":"#N/A"},{"$error":"#N/A"},{"$error":"#N/A"},{"$error":"#N/A"},{"$error":"#N/A"},{"$error":"#N/A"},{"$error":"#N/A"},{"$error":"#N/A"},{"$error":"#N/A"},{"$error":"#N/A"},{"$error":"#N/A"},{"$error":"#N/A"},{"$error":"#N/A"},{"$error":"#N/A"},{"$error":"#N/A"},{"$error":"#N/A"},{"$error":"#N/A"},{"$error":"#N/A"},{"$error":"#N/A"},{"$error":"#N/A"},{"$error":"#N/A"},{"$error":"#N/A"},{"$error":"#N/A"},{"$error":"#N/A"},{"$error":"#N/A"},{"$error":"#N/A"},{"$error":"#N/A"},{"$error":"#N/A"},{"$error":"#N/A"},{"$error":"#N/A"},{"$error":"#N/A"},{"$error":"#N/A"},{"$error":"#N/A"},{"$error":"#N/A"},{"$error":"#N/A"},{"$error":"#N/A"},{"$error":"#N/A"},{"$error":"#N/A"},{"$error":"#N/A"},{"$error":"#N/A"},{"$error":"#N/A"},{"$error":"#N/A"},{"$error":"#N/A"},{"$error":"#N/A"},{"$error":"#N/A"},{"$error":"#N/A"},{"$error":"#N/A"},{"$error":"#N/A"},{"$error":"#N/A"},{"$error":"#N/A"},{"$error":"#N/A"},{"$error":"#N/A"},{"$error":"#N/A"},{"$error":"#N/A"},{"$error":"#N/A"},{"$error":"#N/A"},{"$error":"#N/A"},{"$error":"#N/A"},{"$error":"#N/A"},{"$error":"#N/A"},{"$error":"#N/A"},{"$error":"#N/A"},{"$error":"#N/A"},{"$error":"#N/A"},{"$error":"#N/A"},{"$error":"#N/A"},{"$error":"#N/A"},{"$error":"#N/A"},{"$error":"#N/A"},{"$error":"#N/A"},{"$error":"#N/A"},{"$error":"#N/A"},{"$error":"#N/A"},{"$error":"#N/A"},{"$error":"#N/A"},{"$error":"#N/A"},{"$error":"#N/A"},{"$error":"#N/A"},{"$error":"#N/A"},{"$error":"#N/A"},{"$error":"#N/A"},{"$error":"#N/A"},{"$error":"#N/A"},{"$error":"#N/A"},{"$error":"#N/A"},{"$error":"#N/A"},{"$error":"#N/A"},{"$error":"#N/A"},{"$error":"#N/A"},{"$error":"#N/A"},{"$error":"#N/A"},{"$error":"#N/A"},{"$error":"#N/A"},{"$error":"#N/A"},{"$error":"#N/A"},{"$error":"#N/A"},{"$error":"#N/A"},{"$error":"#N/A"},{"$error":"#N/A"},{"$error":"#N/A"},{"$error":"#N/A"},{"$error":"#N/A"},{"$error":"#N/A"},{"$error":"#N/A"},{"$error":"#N/A"},{"$error":"#N/A"},{"$error":"#N/A"},{"$error":"#N/A"},{"$error":"#N/A"},{"$error":"#N/A"},{"$error":"#N/A"},{"$error":"#N/A"},{"$error":"#N/A"},{"$error":"#N/A"},{"$error":"#N/A"},{"$error":"#N/A"},{"$error":"#N/A"},{"$error":"#N/A"},{"$error":"#N/A"},{"$error":"#N/A"},{"$error":"#N/A"},{"$error":"#N/A"},{"$error":"#N/A"},{"$error":"#N/A"},{"$error":"#N/A"},{"$error":"#N/A"},{"$error":"#N/A"},{"$error":"#N/A"}]
["R124",57,57,{"$error":"#N/A"},{"$error":"#N/A"},{"$error":"#N/A"},{"$error":"#N/A"},{"$error":"#N/A"},{"$error":"#N/A"},{"$error":"#N/A"},{"$error":"#N/A"},{"$error":"#N/A"},{"$error":"#N/A"},{"$error":"#N/A"},{"$error":"#N/A"},{"$error":"#N/A"},{"$error":"#N/A"},{"$error":"#N/A"},{"$error":"#N/A"},{"$error":"#N/A"},{"$error":"#N/A"},{"$error":"#N/A"},{"$error":"#N/A"},{"$error":"#N/A"},{"$error":"#N/A"},{"$error":"#N/A"},{"$error":"#N/A"},{"$error":"#N/A"},{"$error":"#N/A"},{"$error":"#N/A"},{"$error":"#N/A"},{"$error":"#N/A"},{"$error":"#N/A"},{"$error":"#N/A"},{"$error":"#N/A"},{"$error":"#N/A"},{"$error":"#N/A"},{"$error":"#N/A"},{"$error":"#N/A"},{"$error":"#N/A"},{"$error":"#N/A"},{"$error":"#N/A"},{"$error":"#N/A"},{"$error":"#N/A"},{"$error":"#N/A"},{"$error":"#N/A"},{"$error":"#N/A"},{"$error":"#N/A"},{"$error":"#N/A"},{"$error":"#N/A"},{"$error":"#N/A"},{"$error":"#N/A"},{"$error":"#N/A"},{"$error":"#N/A"},{"$error":"#N/A"},{"$error":"#N/A"},{"$error":"#N/A"},{"$error":"#N/A"},{"$error":"#N/A"},{"$error":"#N/A"},{"$error":"#N/A"},{"$error":"#N/A"},{"$error":"#N/A"},{"$error":"#N/A"},{"$error":"#N/A"},{"$error":"#N/A"},{"$error":"#N/A"},{"$error":"#N/A"},{"$error":"#N/A"},{"$error":"#N/A"},{"$error":"#N/A"},{"$error":"#N/A"},{"$error":"#N/A"},{"$error":"#N/A"},{"$error":"#N/A"},{"$error":"#N/A"},{"$error":"#N/A"},{"$error":"#N/A"},{"$error":"#N/A"},{"$error":"#N/A"},{"$error":"#N/A"},{"$error":"#N/A"},{"$error":"#N/A"},{"$error":"#N/A"},{"$error":"#N/A"},{"$error":"#N/A"},{"$error":"#N/A"},{"$error":"#N/A"},{"$error":"#N/A"},{"$error":"#N/A"},{"$error":"#N/A"},{"$error":"#N/A"},{"$error":"#N/A"},{"$error":"#N/A"},{"$error":"#N/A"},{"$error":"#N/A"},{"$error":"#N/A"},{"$error":"#N/A"},{"$error":"#N/A"},{"$error":"#N/A"},{"$error":"#N/A"},{"$error":"#N/A"},{"$error":"#N/A"},{"$error":"#N/A"},{"$error":"#N/A"},{"$error":"#N/A"},{"$error":"#N/A"},{"$error":"#N/A"},{"$error":"#N/A"},{"$error":"#N/A"},{"$error":"#N/A"},{"$error":"#N/A"},{"$error":"#N/A"},{"$error":"#N/A"},{"$error":"#N/A"},{"$error":"#N/A"},{"$error":"#N/A"},{"$error":"#N/A"},{"$error":"#N/A"},{"$error":"#N/A"},{"$error":"#N/A"},{"$error":"#N/A"},{"$error":"#N/A"},{"$error":"#N/A"},{"$error":"#N/A"},{"$error":"#N/A"},{"$error":"#N/A"},{"$error":"#N/A"},{"$error":"#N/A"},{"$error":"#N/A"},{"$error":"#N/A"},{"$error":"#N/A"},{"$error":"#N/A"},{"$error":"#N/A"}]
["R124",58,58,{"$error":"#N/A"},{"$error":"#N/A"},{"$error":"#N/A"},{"$error":"#N/A"},{"$error":"#N/A"},{"$error":"#N/A"},{"$error":"#N/A"},{"$error":"#N/A"},{"$error":"#N/A"},{"$error":"#N/A"},{"$error":"#N/A"},{"$error":"#N/A"},{"$error":"#N/A"},{"$error":"#N/A"},{"$error":"#N/A"},{"$error":"#N/A"},{"$error":"#N/A"},{"$error":"#N/A"},{"$error":"#N/A"},{"$error":"#N/A"},{"$error":"#N/A"},{"$error":"#N/A"},{"$error":"#N/A"},{"$error":"#N/A"},{"$error":"#N/A"},{"$error":"#N/A"},{"$error":"#N/A"},{"$error":"#N/A"},{"$error":"#N/A"},{"$error":"#N/A"},{"$error":"#N/A"},{"$error":"#N/A"},{"$error":"#N/A"},{"$error":"#N/A"},{"$error":"#N/A"},{"$error":"#N/A"},{"$error":"#N/A"},{"$error":"#N/A"},{"$error":"#N/A"},{"$error":"#N/A"},{"$error":"#N/A"},{"$error":"#N/A"},{"$error":"#N/A"},{"$error":"#N/A"},{"$error":"#N/A"},{"$error":"#N/A"},{"$error":"#N/A"},{"$error":"#N/A"},{"$error":"#N/A"},{"$error":"#N/A"},{"$error":"#N/A"},{"$error":"#N/A"},{"$error":"#N/A"},{"$error":"#N/A"},{"$error":"#N/A"},{"$error":"#N/A"},{"$error":"#N/A"},{"$error":"#N/A"},{"$error":"#N/A"},{"$error":"#N/A"},{"$error":"#N/A"},{"$error":"#N/A"},{"$error":"#N/A"},{"$error":"#N/A"},{"$error":"#N/A"},{"$error":"#N/A"},{"$error":"#N/A"},{"$error":"#N/A"},{"$error":"#N/A"},{"$error":"#N/A"},{"$error":"#N/A"},{"$error":"#N/A"},{"$error":"#N/A"},{"$error":"#N/A"},{"$error":"#N/A"},{"$error":"#N/A"},{"$error":"#N/A"},{"$error":"#N/A"},{"$error":"#N/A"},{"$error":"#N/A"},{"$error":"#N/A"},{"$error":"#N/A"},{"$error":"#N/A"},{"$error":"#N/A"},{"$error":"#N/A"},{"$error":"#N/A"},{"$error":"#N/A"},{"$error":"#N/A"},{"$error":"#N/A"},{"$error":"#N/A"},{"$error":"#N/A"},{"$error":"#N/A"},{"$error":"#N/A"},{"$error":"#N/A"},{"$error":"#N/A"},{"$error":"#N/A"},{"$error":"#N/A"},{"$error":"#N/A"},{"$error":"#N/A"},{"$error":"#N/A"},{"$error":"#N/A"},{"$error":"#N/A"},{"$error":"#N/A"},{"$error":"#N/A"},{"$error":"#N/A"},{"$error":"#N/A"},{"$error":"#N/A"},{"$error":"#N/A"},{"$error":"#N/A"},{"$error":"#N/A"},{"$error":"#N/A"},{"$error":"#N/A"},{"$error":"#N/A"},{"$error":"#N/A"},{"$error":"#N/A"},{"$error":"#N/A"},{"$error":"#N/A"},{"$error":"#N/A"},{"$error":"#N/A"},{"$error":"#N/A"},{"$error":"#N/A"},{"$error":"#N/A"},{"$error":"#N/A"},{"$error":"#N/A"},{"$error":"#N/A"},{"$error":"#N/A"},{"$error":"#N/A"},{"$error":"#N/A"},{"$error":"#N/A"},{"$error":"#N/A"},{"$error":"#N/A"}]
["R124",59,59,{"$error":"#N/A"},{"$error":"#N/A"},{"$error":"#N/A"},{"$error":"#N/A"},{"$error":"#N/A"},{"$error":"#N/A"},{"$error":"#N/A"},{"$error":"#N/A"},{"$error":"#N/A"},{"$error":"#N/A"},{"$error":"#N/A"},{"$error":"#N/A"},{"$error":"#N/A"},{"$error":"#N/A"},{"$error":"#N/A"},{"$error":"#N/A"},{"$error":"#N/A"},{"$error":"#N/A"},{"$error":"#N/A"},{"$error":"#N/A"},{"$error":"#N/A"},{"$error":"#N/A"},{"$error":"#N/A"},{"$error":"#N/A"},{"$error":"#N/A"},{"$error":"#N/A"},{"$error":"#N/A"},{"$error":"#N/A"},{"$error":"#N/A"},{"$error":"#N/A"},{"$error":"#N/A"},{"$error":"#N/A"},{"$error":"#N/A"},{"$error":"#N/A"},{"$error":"#N/A"},{"$error":"#N/A"},{"$error":"#N/A"},{"$error":"#N/A"},{"$error":"#N/A"},{"$error":"#N/A"},{"$error":"#N/A"},{"$error":"#N/A"},{"$error":"#N/A"},{"$error":"#N/A"},{"$error":"#N/A"},{"$error":"#N/A"},{"$error":"#N/A"},{"$error":"#N/A"},{"$error":"#N/A"},{"$error":"#N/A"},{"$error":"#N/A"},{"$error":"#N/A"},{"$error":"#N/A"},{"$error":"#N/A"},{"$error":"#N/A"},{"$error":"#N/A"},{"$error":"#N/A"},{"$error":"#N/A"},{"$error":"#N/A"},{"$error":"#N/A"},{"$error":"#N/A"},{"$error":"#N/A"},{"$error":"#N/A"},{"$error":"#N/A"},{"$error":"#N/A"},{"$error":"#N/A"},{"$error":"#N/A"},{"$error":"#N/A"},{"$error":"#N/A"},{"$error":"#N/A"},{"$error":"#N/A"},{"$error":"#N/A"},{"$error":"#N/A"},{"$error":"#N/A"},{"$error":"#N/A"},{"$error":"#N/A"},{"$error":"#N/A"},{"$error":"#N/A"},{"$error":"#N/A"},{"$error":"#N/A"},{"$error":"#N/A"},{"$error":"#N/A"},{"$error":"#N/A"},{"$error":"#N/A"},{"$error":"#N/A"},{"$error":"#N/A"},{"$error":"#N/A"},{"$error":"#N/A"},{"$error":"#N/A"},{"$error":"#N/A"},{"$error":"#N/A"},{"$error":"#N/A"},{"$error":"#N/A"},{"$error":"#N/A"},{"$error":"#N/A"},{"$error":"#N/A"},{"$error":"#N/A"},{"$error":"#N/A"},{"$error":"#N/A"},{"$error":"#N/A"},{"$error":"#N/A"},{"$error":"#N/A"},{"$error":"#N/A"},{"$error":"#N/A"},{"$error":"#N/A"},{"$error":"#N/A"},{"$error":"#N/A"},{"$error":"#N/A"},{"$error":"#N/A"},{"$error":"#N/A"},{"$error":"#N/A"},{"$error":"#N/A"},{"$error":"#N/A"},{"$error":"#N/A"},{"$error":"#N/A"},{"$error":"#N/A"},{"$error":"#N/A"},{"$error":"#N/A"},{"$error":"#N/A"},{"$error":"#N/A"},{"$error":"#N/A"},{"$error":"#N/A"},{"$error":"#N/A"},{"$error":"#N/A"},{"$error":"#N/A"},{"$error":"#N/A"},{"$error":"#N/A"},{"$error":"#N/A"},{"$error":"#N/A"},{"$error":"#N/A"},{"$error":"#N/A"}]
["R124",60,60,{"$error":"#N/A"},{"$error":"#N/A"},{"$error":"#N/A"},{"$error":"#N/A"},{"$error":"#N/A"},{"$error":"#N/A"},{"$error":"#N/A"},{"$error":"#N/A"},{"$error":"#N/A"},{"$error":"#N/A"},{"$error":"#N/A"},{"$error":"#N/A"},{"$error":"#N/A"},{"$error":"#N/A"},{"$error":"#N/A"},{"$error":"#N/A"},{"$error":"#N/A"},{"$error":"#N/A"},{"$error":"#N/A"},{"$error":"#N/A"},{"$error":"#N/A"},{"$error":"#N/A"},{"$error":"#N/A"},{"$error":"#N/A"},{"$error":"#N/A"},{"$error":"#N/A"},{"$error":"#N/A"},{"$error":"#N/A"},{"$error":"#N/A"},{"$error":"#N/A"},{"$error":"#N/A"},{"$error":"#N/A"},{"$error":"#N/A"},{"$error":"#N/A"},{"$error":"#N/A"},{"$error":"#N/A"},{"$error":"#N/A"},{"$error":"#N/A"},{"$error":"#N/A"},{"$error":"#N/A"},{"$error":"#N/A"},{"$error":"#N/A"},{"$error":"#N/A"},{"$error":"#N/A"},{"$error":"#N/A"},{"$error":"#N/A"},{"$error":"#N/A"},{"$error":"#N/A"},{"$error":"#N/A"},{"$error":"#N/A"},{"$error":"#N/A"},{"$error":"#N/A"},{"$error":"#N/A"},{"$error":"#N/A"},{"$error":"#N/A"},{"$error":"#N/A"},{"$error":"#N/A"},{"$error":"#N/A"},{"$error":"#N/A"},{"$error":"#N/A"},{"$error":"#N/A"},{"$error":"#N/A"},{"$error":"#N/A"},{"$error":"#N/A"},{"$error":"#N/A"},{"$error":"#N/A"},{"$error":"#N/A"},{"$error":"#N/A"},{"$error":"#N/A"},{"$error":"#N/A"},{"$error":"#N/A"},{"$error":"#N/A"},{"$error":"#N/A"},{"$error":"#N/A"},{"$error":"#N/A"},{"$error":"#N/A"},{"$error":"#N/A"},{"$error":"#N/A"},{"$error":"#N/A"},{"$error":"#N/A"},{"$error":"#N/A"},{"$error":"#N/A"},{"$error":"#N/A"},{"$error":"#N/A"},{"$error":"#N/A"},{"$error":"#N/A"},{"$error":"#N/A"},{"$error":"#N/A"},{"$error":"#N/A"},{"$error":"#N/A"},{"$error":"#N/A"},{"$error":"#N/A"},{"$error":"#N/A"},{"$error":"#N/A"},{"$error":"#N/A"},{"$error":"#N/A"},{"$error":"#N/A"},{"$error":"#N/A"},{"$error":"#N/A"},{"$error":"#N/A"},0.80429164772134443,0.79923,0.79442000000000002,0.78966999999999998,0.78498000000000001,0.77999804886891966,0.77578000000000003,0.77127000000000001,0.76682000000000006,0.76243000000000005,0.75712899612721296,0.75383,0.74962000000000006,0.74547000000000008,0.74138000000000004,0.73631180376933658,0.73338000000000003,0.72947000000000006,0.72562000000000004,0.72182999999999997,0.7158991993084044,0.71443000000000001,0.71082000000000001,0.70727000000000007,0.70378000000000007,0.69725958659738529,0.69698000000000004,0.69367000000000001,0.69042000000000003,0.68723000000000001,0.67956596926831636]
["R124",61,61,{"$error":"#N/A"},{"$error":"#N/A"},{"$error":"#N/A"},{"$error":"#N/A"},{"$error":"#N/A"},{"$error":"#N/A"},{"$error":"#N/A"},{"$error":"#N/A"},{"$error":"#N/A"},{"$error":"#N/A"},{"$error":"#N/A"},{"$error":"#N/A"},{"$error":"#N/A"},{"$error":"#N/A"},{"$error":"#N/A"},{"$error":"#N/A"},{"$error":"#N/A"},{"$error":"#N/A"},{"$error":"#N/A"},{"$error":"#N/A"},{"$error":"#N/A"},{"$error":"#N/A"},{"$error":"#N/A"},{"$error":"#N/A"},{"$error":"#N/A"},{"$error":"#N/A"},{"$error":"#N/A"},{"$error":"#N/A"},{"$error":"#N/A"},{"$error":"#N/A"},{"$error":"#N/A"},{"$error":"#N/A"},{"$error":"#N/A"},{"$error":"#N/A"},{"$error":"#N/A"},{"$error":"#N/A"},{"$error":"#N/A"},{"$error":"#N/A"},{"$error":"#N/A"},{"$error":"#N/A"},{"$error":"#N/A"},{"$error":"#N/A"},{"$error":"#N/A"},{"$error":"#N/A"},{"$error":"#N/A"},{"$error":"#N/A"},{"$error":"#N/A"},{"$error":"#N/A"},{"$error":"#N/A"},{"$error":"#N/A"},{"$error":"#N/A"},{"$error":"#N/A"},{"$error":"#N/A"},{"$error":"#N/A"},{"$error":"#N/A"},{"$error":"#N/A"},{"$error":"#N/A"},{"$error":"#N/A"},{"$error":"#N/A"},{"$error":"#N/A"},{"$error":"#N/A"},{"$error":"#N/A"},{"$error":"#N/A"},{"$error":"#N/A"},{"$error":"#N/A"},{"$error":"#N/A"},{"$error":"#N/A"},{"$error":"#N/A"},{"$error":"#N/A"},{"$error":"#N/A"},{"$error":"#N/A"},{"$error":"#N/A"},{"$error":"#N/A"},{"$error":"#N/A"},{"$error":"#N/A"},{"$error":"#N/A"},{"$error":"#N/A"},{"$error":"#N/A"},{"$error":"#N/A"},{"$error":"#N/A"},{"$error":"#N/A"},{"$error":"#N/A"},{"$error":"#N/A"},{"$error":"#N/A"},{"$error":"#N/A"},{"$error":"#N/A"},{"$error":"#N/A"},{"$error":"#N/A"},{"$error":"#N/A"},{"$error":"#N/A"},{"$error":"#N/A"},{"$error":"#N/A"},{"$error":"#N/A"},{"$error":"#N/A"},{"$error":"#N/A"},{"$error":"#N/A"},{"$error":"#N/A"},{"$error":"#N/A"},{"$error":"#N/A"},{"$error":"#N/A"},0.8211558283779119,0.81590499999999999,0.81089500000000003,0.80594500000000002,0.80105500000000007,0.79588101814907497,0.79145500000000002,0.78674500000000003,0.78209499999999998,0.77750500000000011,0.77211701192770332,0.76850499999999999,0.76409500000000008,0.75974500000000011,0.75545499999999999,0.75050922945226139,0.74705500000000002,0.74294500000000008,0.73889500000000008,0.73490499999999992,0.72934354135391744,0.727105,0.72329500000000002,0.7195450000000001,0.71585500000000013,0.71003530173802687,0.70865500000000003,0.70514500000000002,0.70169499999999996,0.69830499999999995,0.69172372495047707]
["R124",62,62,{"$error":"#N/A"},{"$error":"#N/A"},{"$error":"#N/A"},{"$error":"#N/A"},{"$error":"#N/A"},{"$error":"#N/A"},{"$error":"#N/A"},{"$error":"#N/A"},{"$error":"#N/A"},{"$error":"#N/A"},{"$error":"#N/A"},{"$error":"#N/A"},{"$error":"#N/A"},{"$error":"#N/A"},{"$error":"#N/A"},{"$error":"#N/A"},{"$error":"#N/A"},{"$error":"#N/A"},{"$error":"#N/A"},{"$error":"#N/A"},{"$error":"#N/A"},{"$error":"#N/A"},{"$error":"#N/A"},{"$error":"#N/A"},{"$error":"#N/A"},{"$error":"#N/A"},{"$error":"#N/A"},{"$error":"#N/A"},{"$error":"#N/A"},{"$error":"#N/A"},{"$error":"#N/A"},{"$error":"#N/A"},{"$error":"#N/A"},{"$error":"#N/A"},{"$error":"#N/A"},{"$error":"#N/A"},{"$error":"#N/A"},{"$error":"#N/A"},{"$error":"#N/A"},{"$error":"#N/A"},{"$error":"#N/A"},{"$error":"#N/A"},{"$error":"#N/A"},{"$error":"#N/A"},{"$error":"#N/A"},{"$error":"#N/A"},{"$error":"#N/A"},{"$error":"#N/A"},{"$error":"#N/A"},{"$error":"#N/A"},{"$error":"#N/A"},{"$error":"#N/A"},{"$error":"#N/A"},{"$error":"#N/A"},{"$error":"#N/A"},{"$error":"#N/A"},{"$error":"#N/A"},{"$error":"#N/A"},{"$error":"#N/A"},{"$error":"#N/A"},{"$error":"#N/A"},{"$error":"#N/A"},{"$error":"#N/A"},{"$error":"#N/A"},{"$error":"#N/A"},{"$error":"#N/A"},{"$error":"#N/A"},{"$error":"#N/A"},{"$error":"#N/A"},{"$error":"#N/A"},{"$error":"#N/A"},{"$error":"#N/A"},{"$error":"#N/A"},{"$error":"#N/A"},{"$error":"#N/A"},{"$error":"#N/A"},{"$error":"#N/A"},{"$error":"#N/A"},{"$error":"#N/A"},{"$error":"#N/A"},{"$error":"#N/A"},{"$error":"#N/A"},{"$error":"#N/A"},{"$error":"#N/A"},{"$error":"#N/A"},{"$error":"#N/A"},{"$error":"#N/A"},{"$error":"#N/A"},{"$error":"#N/A"},{"$error":"#N/A"},{"$error":"#N/A"},{"$error":"#N/A"},{"$error":"#N/A"},{"$error":"#N/A"},{"$error":"#N/A"},{"$error":"#N/A"},{"$error":"#N/A"},{"$error":"#N/A"},{"$error":"#N/A"},{"$error":"#N/A"},0.83802000903447937,0.83257999999999999,0.82737000000000005,0.82222000000000006,0.81713000000000013,0.81176398742923028,0.80713000000000001,0.80222000000000004,0.79736999999999991,0.79258000000000006,0.78710502772819368,0.78317999999999999,0.7785700000000001,0.77402000000000015,0.76953000000000005,0.76470665513518621,0.76073000000000002,0.75642000000000009,0.75217000000000012,0.74797999999999987,0.74278788339943047,0.73977999999999999,0.73577000000000004,0.73182000000000014,0.72793000000000019,0.72281101687866844,0.72033000000000003,0.71662000000000003,0.71296999999999988,0.7093799999999999,0.70388148063263778]
["R124",63,63,{"$error":"#N/A"},{"$error":"#N/A"},{"$error":"#N/A"},{"$error":"#N/A"},{"$error":"#N/A"},{"$error":"#N/A"},{"$error":"#N/A"},{"$error":"#N/A"},{"$error":"#N/A"},{"$error":"#N/A"},{"$error":"#N/A"},{"$error":"#N/A"},{"$error":"#N/A"},{"$error":"#N/A"},{"$error":"#N/A"},{"$error":"#N/A"},{"$error":"#N/A"},{"$error":"#N/A"},{"$error":"#N/A"},{"$error":"#N/A"},{"$error":"#N/A"},{"$error":"#N/A"},{"$error":"#N/A"},{"$error":"#N/A"},{"$error":"#N/A"},{"$error":"#N/A"},{"$error":"#N/A"},{"$error":"#N/A"},{"$error":"#N/A"},{"$error":"#N/A"},{"$error":"#N/A"},{"$error":"#N/A"},{"$error":"#N/A"},{"$error":"#N/A"},{"$error":"#N/A"},{"$error":"#N/A"},{"$error":"#N/A"},{"$error":"#N/A"},{"$error":"#N/A"},{"$error":"#N/A"},{"$error":"#N/A"},{"$error":"#N/A"},{"$error":"#N/A"},{"$error":"#N/A"},{"$error":"#N/A"},{"$error":"#N/A"},{"$error":"#N/A"},{"$error":"#N/A"},{"$error":"#N/A"},{"$error":"#N/A"},{"$error":"#N/A"},{"$error":"#N/A"},{"$error":"#N/A"},{"$error":"#N/A"},{"$error":"#N/A"},{"$error":"#N/A"},{"$error":"#N/A"},{"$error":"#N/A"},{"$error":"#N/A"},{"$error":"#N/A"},{"$error":"#N/A"},{"$error":"#N/A"},{"$error":"#N/A"},{"$error":"#N/A"},{"$error":"#N/A"},{"$error":"#N/A"},{"$error":"#N/A"},{"$error":"#N/A"},{"$error":"#N/A"},{"$error":"#N/A"},{"$error":"#N/A"},{"$error":"#N/A"},{"$error":"#N/A"},{"$error":"#N/A"},{"$error":"#N/A"},{"$error":"#N/A"},{"$error":"#N/A"},{"$error":"#N/A"},{"$error":"#N/A"},{"$error":"#N/A"},{"$error":"#N/A"},{"$error":"#N/A"},{"$error":"#N/A"},{"$error":"#N/A"},{"$error":"#N/A"},{"$error":"#N/A"},{"$error":"#N/A"},{"$error":"#N/A"},{"$error":"#N/A"},{"$error":"#N/A"},{"$error":"#N/A"},{"$error":"#N/A"},{"$error":"#N/A"},{"$error":"#N/A"},{"$error":"#N/A"},{"$error":"#N/A"},{"$error":"#N/A"},{"$error":"#N/A"},{"$error":"#N/A"},{"$error":"#N/A"},0.85488418969104685,0.84925499999999998,0.84384500000000007,0.8384950000000001,0.8332050000000002,0.8276469567093856,0.82280500000000001,0.81769500000000006,0.81264499999999984,0.80765500000000001,0.80209304352868405,0.79785499999999998,0.79304500000000011,0.78829500000000019,0.78360500000000011,0.77890408081811102,0.77440500000000001,0.76989500000000011,0.76544500000000015,0.76105499999999981,0.75623222544494351,0.75245499999999998,0.74824500000000005,0.74409500000000017,0.74000500000000025,0.73558673201931002,0.73200500000000002,0.72809500000000005,0.72424499999999981,0.72045499999999985,0.71603923631479849]
["R124",64,64,{"$error":"#N/A"},{"$error":"#N/A"},{"$error":"#N/A"},{"$error":"#N/A"},{"$error":"#N/A"},{"$error":"#N/A"},{"$error":"#N/A"},{"$error":"#N/A"},{"$error":"#N/A"},{"$error":"#N/A"},{"$error":"#N/A"},{"$error":"#N/A"},{"$error":"#N/A"},{"$error":"#N/A"},{"$error":"#N/A"},{"$error":"#N/A"},{"$error":"#N/A"},{"$error":"#N/A"},{"$error":"#N/A"},{"$error":"#N/A"},{"$error":"#N/A"},{"$error":"#N/A"},{"$error":"#N/A"},{"$error":"#N/A"},{"$error":"#N/A"},{"$error":"#N/A"},{"$error":"#N/A"},{"$error":"#N/A"},{"$error":"#N/A"},{"$error":"#N/A"},{"$error":"#N/A"},{"$error":"#N/A"},{"$error":"#N/A"},{"$error":"#N/A"},{"$error":"#N/A"},{"$error":"#N/A"},{"$error":"#N/A"},{"$error":"#N/A"},{"$error":"#N/A"},{"$error":"#N/A"},{"$error":"#N/A"},{"$error":"#N/A"},{"$error":"#N/A"},{"$error":"#N/A"},{"$error":"#N/A"},{"$error":"#N/A"},{"$error":"#N/A"},{"$error":"#N/A"},{"$error":"#N/A"},{"$error":"#N/A"},{"$error":"#N/A"},{"$error":"#N/A"},{"$error":"#N/A"},{"$error":"#N/A"},{"$error":"#N/A"},{"$error":"#N/A"},{"$error":"#N/A"},{"$error":"#N/A"},{"$error":"#N/A"},{"$error":"#N/A"},{"$error":"#N/A"},{"$error":"#N/A"},{"$error":"#N/A"},{"$error":"#N/A"},{"$error":"#N/A"},{"$error":"#N/A"},{"$error":"#N/A"},{"$error":"#N/A"},{"$error":"#N/A"},{"$error":"#N/A"},{"$error":"#N/A"},{"$error":"#N/A"},{"$error":"#N/A"},{"$error":"#N/A"},{"$error":"#N/A"},{"$error":"#N/A"},{"$error":"#N/A"},{"$error":"#N/A"},{"$error":"#N/A"},{"$error":"#N/A"},{"$error":"#N/A"},{"$error":"#N/A"},{"$error":"#N/A"},{"$error":"#N/A"},{"$error":"#N/A"},{"$error":"#N/A"},{"$error":"#N/A"},{"$error":"#N/A"},{"$error":"#N/A"},{"$error":"#N/A"},{"$error":"#N/A"},{"$error":"#N/A"},{"$error":"#N/A"},{"$error":"#N/A"},{"$error":"#N/A"},{"$error":"#N/A"},{"$error":"#N/A"},{"$error":"#N/A"},{"$error":"#N/A"},{"$error":"#N/A"},0.83802000903447937,0.83257999999999999,0.82737000000000005,0.82222000000000006,0.81713000000000013,0.81176398742923028,0.80713000000000001,0.80222000000000004,0.79736999999999991,0.79258000000000006,0.78710502772819368,0.78317999999999999,0.7785700000000001,0.77402000000000015,0.76953000000000005,0.76470665513518621,0.76073000000000002,0.75642000000000009,0.75217000000000012,0.74797999999999987,0.74278788339943047,0.73977999999999999,0.73577000000000004,0.73182000000000014,0.72793000000000019,0.72281101687866844,0.72033000000000003,0.71662000000000003,0.71296999999999988,0.7093799999999999,0.70388148063263778]
["R124",65,65,{"$error":"#N/A"},{"$error":"#N/A"},{"$error":"#N/A"},{"$error":"#N/A"},{"$error":"#N/A"},{"$error":"#N/A"},{"$error":"#N/A"},{"$error":"#N/A"},{"$error":"#N/A"},{"$error":"#N/A"},{"$error":"#N/A"},{"$error":"#N/A"},{"$error":"#N/A"},{"$error":"#N/A"},{"$error":"#N/A"},{"$error":"#N/A"},{"$error":"#N/A"},{"$error":"#N/A"},{"$error":"#N/A"},{"$error":"#N/A"},{"$error":"#N/A"},{"$error":"#N/A"},{"$error":"#N/A"},{"$error":"#N/A"},{"$error":"#N/A"},{"$error":"#N/A"},{"$error":"#N/A"},{"$error":"#N/A"},{"$error":"#N/A"},{"$error":"#N/A"},{"$error":"#N/A"},{"$error":"#N/A"},{"$error":"#N/A"},{"$error":"#N/A"},{"$error":"#N/A"},{"$error":"#N/A"},{"$error":"#N/A"},{"$error":"#N/A"},{"$error":"#N/A"},{"$error":"#N/A"},{"$error":"#N/A"},{"$error":"#N/A"},{"$error":"#N/A"},{"$error":"#N/A"},{"$error":"#N/A"},{"$error":"#N/A"},{"$error":"#N/A"},{"$error":"#N/A"},{"$error":"#N/A"},{"$error":"#N/A"},{"$error":"#N/A"},{"$error":"#N/A"},{"$error":"#N/A"},{"$error":"#N/A"},{"$error":"#N/A"},{"$error":"#N/A"},{"$error":"#N/A"},{"$error":"#N/A"},{"$error":"#N/A"},{"$error":"#N/A"},{"$error":"#N/A"},{"$error":"#N/A"},{"$error":"#N/A"},{"$error":"#N/A"},{"$error":"#N/A"},{"$error":"#N/A"},{"$error":"#N/A"},{"$error":"#N/A"},{"$error":"#N/A"},{"$error":"#N/A"},{"$error":"#N/A"},{"$error":"#N/A"},{"$error":"#N/A"},{"$error":"#N/A"},{"$error":"#N/A"},{"$error":"#N/A"},{"$error":"#N/A"},{"$error":"#N/A"},{"$error":"#N/A"},{"$error":"#N/A"},{"$error":"#N/A"},{"$error":"#N/A"},{"$error":"#N/A"},{"$error":"#N/A"},{"$error":"#N/A"},{"$error":"#N/A"},{"$error":"#N/A"},{"$error":"#N/A"},{"$error":"#N/A"},{"$error":"#N/A"},{"$error":"#N/A"},{"$error":"#N/A"},{"$error":"#N/A"},{"$error":"#N/A"},{"$error":"#N/A"},{"$error":"#N/A"},{"$error":"#N/A"},{"$error":"#N/A"},{"$error":"#N/A"},{"$error":"#N/A"},0.8717483703476141,0.86593000000000009,0.86032000000000008,0.85477000000000003,0.84928000000000003,0.84352992598954102,0.83848,0.83317000000000008,0.82791999999999999,0.82273000000000007,0.81708105932917452,0.81253000000000009,0.80752000000000002,0.80257000000000001,0.79768000000000006,0.79310150650103572,0.78808,0.78337000000000001,0.77872000000000008,0.77412999999999998,0.76967656749045654,0.76513000000000009,0.76072000000000006,0.75636999999999999,0.75208000000000008,0.7483624471599517,0.74368000000000001,0.73957000000000006,0.73551999999999995,0.73153000000000001,0.72819699199695909]
["R124",66,66,{"$error":"#N/A"},{"$error":"#N/A"},{"$error":"#N/A"},{"$error":"#N/A"},{"$error":"#N/A"},{"$error":"#N/A"},{"$error":"#N/A"},{"$error":"#N/A"},{"$error":"#N/A"},{"$error":"#N/A"},{"$error":"#N/A"},{"$error":"#N/A"},{"$error":"#N/A"},{"$error":"#N/A"},{"$error":"#N/A"},{"$error":"#N/A"},{"$error":"#N/A"},{"$error":"#N/A"},{"$error":"#N/A"},{"$error":"#N/A"},{"$error":"#N/A"},{"$error":"#N/A"},{"$error":"#N/A"},{"$error":"#N/A"},{"$error":"#N/A"},{"$error":"#N/A"},{"$error":"#N/A"},{"$error":"#N/A"},{"$error":"#N/A"},{"$error":"#N/A"},{"$error":"#N/A"},{"$error":"#N/A"},{"$error":"#N/A"},{"$error":"#N/A"},{"$error":"#N/A"},{"$error":"#N/A"},{"$error":"#N/A"},{"$error":"#N/A"},{"$error":"#N/A"},{"$error":"#N/A"},{"$error":"#N/A"},{"$error":"#N/A"},{"$error":"#N/A"},{"$error":"#N/A"},{"$error":"#N/A"},{"$error":"#N/A"},{"$error":"#N/A"},{"$error":"#N/A"},{"$error":"#N/A"},{"$error":"#N/A"},{"$error":"#N/A"},{"$error":"#N/A"},{"$error":"#N/A"},{"$error":"#N/A"},{"$error":"#N/A"},{"$error":"#N/A"},{"$error":"#N/A"},{"$error":"#N/A"},{"$error":"#N/A"},{"$error":"#N/A"},{"$error":"#N/A"},{"$error":"#N/A"},{"$error":"#N/A"},{"$error":"#N/A"},{"$error":"#N/A"},{"$error":"#N/A"},{"$error":"#N/A"},{"$error":"#N/A"},{"$error":"#N/A"},{"$error":"#N/A"},{"$error":"#N/A"},{"$error":"#N/A"},{"$error":"#N/A"},{"$error":"#N/A"},{"$error":"#N/A"},{"$error":"#N/A"},{"$error":"#N/A"},{"$error":"#N/A"},{"$error":"#N/A"},{"$error":"#N/A"},{"$error":"#N/A"},{"$error":"#N/A"},{"$error":"#N/A"},{"$error":"#N/A"},{"$error":"#N/A"},{"$error":"#N/A"},{"$error":"#N/A"},{"$error":"#N/A"},{"$error":"#N/A"},{"$error":"#N/A"},{"$error":"#N/A"},{"$error":"#N/A"},{"$error":"#N/A"},{"$error":"#N/A"},{"$error":"#N/A"},{"$error":"#N/A"},{"$error":"#N/A"},{"$error":"#N/A"},{"$error":"#N/A"},{"$error":"#N/A"},0.89209599186878241,0.88598250000000012,0.88010500000000003,0.87429250000000003,0.86854500000000001,0.86260260554776058,0.85724500000000003,0.85169250000000007,0.84620499999999998,0.84078249999999999,0.83499907435881027,0.83013250000000005,0.824905,0.81974250000000004,0.81464500000000006,0.81000613455514536,0.80464500000000005,0.79974250000000002,0.79490500000000008,0.79013250000000002,0.78562177404039835,0.78078250000000005,0.77620500000000003,0.7716925,0.76724500000000007,0.76346073109503454,0.75854500000000002,0.75429250000000003,0.75010500000000002,0.74598249999999999,0.74251670349189791]
["R124",67,67,{"$error":"#N/A"},{"$error":"#N/A"},{"$error":"#N/A"},{"$error":"#N/A"},{"$error":"#N/A"},{"$error":"#N/A"},{"$error":"#N/A"},{"$error":"#N/A"},{"$error":"#N/A"},{"$error":"#N/A"},{"$error":"#N/A"},{"$error":"#N/A"},{"$error":"#N/A"},{"$error":"#N/A"},{"$error":"#N/A"},{"$error":"#N/A"},{"$error":"#N/A"},{"$error":"#N/A"},{"$error":"#N/A"},{"$error":"#N/A"},{"$error":"#N/A"},{"$error":"#N/A"},{"$error":"#N/A"},{"$error":"#N/A"},{"$error":"#N/A"},{"$error":"#N/A"},{"$error":"#N/A"},{"$error":"#N/A"},{"$error":"#N/A"},{"$error":"#N/A"},{"$error":"#N/A"},{"$error":"#N/A"},{"$error":"#N/A"},{"$error":"#N/A"},{"$error":"#N/A"},{"$error":"#N/A"},{"$error":"#N/A"},{"$error":"#N/A"},{"$error":"#N/A"},{"$error":"#N/A"},{"$error":"#N/A"},{"$error":"#N/A"},{"$error":"#N/A"},{"$error":"#N/A"},{"$error":"#N/A"},{"$error":"#N/A"},{"$error":"#N/A"},{"$error":"#N/A"},{"$error":"#N/A"},{"$error":"#N/A"},{"$error":"#N/A"},{"$error":"#N/A"},{"$error":"#N/A"},{"$error":"#N/A"},{"$error":"#N/A"},{"$error":"#N/A"},{"$error":"#N/A"},{"$error":"#N/A"},{"$error":"#N/A"},{"$error":"#N/A"},{"$error":"#N/A"},{"$error":"#N/A"},{"$error":"#N/A"},{"$error":"#N/A"},{"$error":"#N/A"},{"$error":"#N/A"},{"$error":"#N/A"},{"$error":"#N/A"},{"$error":"#N/A"},{"$error":"#N/A"},{"$error":"#N/A"},{"$error":"#N/A"},{"$error":"#N/A"},{"$error":"#N/A"},{"$error":"#N/A"},{"$error":"#N/A"},{"$error":"#N/A"},{"$error":"#N/A"},{"$error":"#N/A"},{"$error":"#N/A"},{"$error":"#N/A"},{"$error":"#N/A"},{"$error":"#N/A"},{"$error":"#N/A"},{"$error":"#N/A"},{"$error":"#N/A"},{"$error":"#N/A"},{"$error":"#N/A"},{"$error":"#N/A"},{"$error":"#N/A"},{"$error":"#N/A"},{"$error":"#N/A"},{"$error":"#N/A"},{"$error":"#N/A"},{"$error":"#N/A"},{"$error":"#N/A"},{"$error":"#N/A"},{"$error":"#N/A"},{"$error":"#N/A"},{"$error":"#N/A"},0.91244361338995073,0.90603500000000015,0.89988999999999997,0.89381500000000003,0.88780999999999999,0.88167528510598014,0.87601000000000007,0.87021500000000007,0.86448999999999998,0.85883500000000002,0.85291708938844601,0.84773500000000002,0.84228999999999998,0.83691500000000008,0.83161000000000007,0.826910762609255,0.82121,0.81611500000000003,0.81109000000000009,0.80613500000000005,0.80156698059034015,0.796435,0.79169,0.78701500000000002,0.78241000000000005,0.77855901503011737,0.77341000000000004,0.769015,0.76469000000000009,0.76043499999999997,0.75683641498683674]
["R124",68,68,{"$error":"#N/A"},{"$error":"#N/A"},{"$error":"#N/A"},{"$error":"#N/A"},{"$error":"#N/A"},{"$error":"#N/A"},{"$error":"#N/A"},{"$error":"#N/A"},{"$error":"#N/A"},{"$error":"#N/A"},{"$error":"#N/A"},{"$error":"#N/A"},{"$error":"#N/A"},{"$error":"#N/A"},{"$error":"#N/A"},{"$error":"#N/A"},{"$error":"#N/A"},{"$error":"#N/A"},{"$error":"#N/A"},{"$error":"#N/A"},{"$error":"#N/A"},{"$error":"#N/A"},{"$error":"#N/A"},{"$error":"#N/A"},{"$error":"#N/A"},{"$error":"#N/A"},{"$error":"#N/A"},{"$error":"#N/A"},{"$error":"#N/A"},{"$error":"#N/A"},{"$error":"#N/A"},{"$error":"#N/A"},{"$error":"#N/A"},{"$error":"#N/A"},{"$error":"#N/A"},{"$error":"#N/A"},{"$error":"#N/A"},{"$error":"#N/A"},{"$error":"#N/A"},{"$error":"#N/A"},{"$error":"#N/A"},{"$error":"#N/A"},{"$error":"#N/A"},{"$error":"#N/A"},{"$error":"#N/A"},{"$error":"#N/A"},{"$error":"#N/A"},{"$error":"#N/A"},{"$error":"#N/A"},{"$error":"#N/A"},{"$error":"#N/A"},{"$error":"#N/A"},{"$error":"#N/A"},{"$error":"#N/A"},{"$error":"#N/A"},{"$error":"#N/A"},{"$error":"#N/A"},{"$error":"#N/A"},{"$error":"#N/A"},{"$error":"#N/A"},{"$error":"#N/A"},{"$error":"#N/A"},{"$error":"#N/A"},{"$error":"#N/A"},{"$error":"#N/A"},{"$error":"#N/A"},{"$error":"#N/A"},{"$error":"#N/A"},{"$error":"#N/A"},{"$error":"#N/A"},{"$error":"#N/A"},{"$error":"#N/A"},{"$error":"#N/A"},{"$error":"#N/A"},{"$error":"#N/A"},{"$error":"#N/A"},{"$error":"#N/A"},{"$error":"#N/A"},{"$error":"#N/A"},{"$error":"#N/A"},{"$error":"#N/A"},{"$error":"#N/A"},{"$error":"#N/A"},{"$error":"#N/A"},{"$error":"#N/A"},{"$error":"#N/A"},{"$error":"#N/A"},{"$error":"#N/A"},{"$error":"#N/A"},{"$error":"#N/A"},{"$error":"#N/A"},{"$error":"#N/A"},{"$error":"#N/A"},{"$error":"#N/A"},{"$error":"#N/A"},{"$error":"#N/A"},{"$error":"#N/A"},{"$error":"#N/A"},{"$error":"#N/A"},{"$error":"#N/A"},0.93279123491111904,0.92608750000000017,0.91967499999999991,0.91333750000000002,0.90707499999999996,0.90074796466419971,0.8947750000000001,0.88873750000000007,0.88277499999999998,0.87688750000000004,0.87083510441808176,0.86533749999999998,0.85967499999999997,0.85408750000000011,0.84857500000000008,0.84381539066336464,0.83777499999999994,0.83248750000000005,0.82727500000000009,0.82213750000000008,0.81751218714028195,0.81208749999999996,0.80717499999999998,0.80233750000000004,0.79757500000000003,0.79365729896520021,0.78827500000000006,0.78373749999999998,0.77927500000000016,0.77488749999999995,0.77115612648177556]
["R124",69,69,{"$error":"#N/A"},{"$error":"#N/A"},{"$error":"#N/A"},{"$error":"#N/A"},{"$error":"#N/A"},{"$error":"#N/A"},{"$error":"#N/A"},{"$error":"#N/A"},{"$error":"#N/A"},{"$error":"#N/A"},{"$error":"#N/A"},{"$error":"#N/A"},{"$error":"#N/A"},{"$error":"#N/A"},{"$error":"#N/A"},{"$error":"#N/A"},{"$error":"#N/A"},{"$error":"#N/A"},{"$error":"#N/A"},{"$error":"#N/A"},{"$error":"#N/A"},{"$error":"#N/A"},{"$error":"#N/A"},{"$error":"#N/A"},{"$error":"#N/A"},{"$error":"#N/A"},{"$error":"#N/A"},{"$error":"#N/A"},{"$error":"#N/A"},{"$error":"#N/A"},{"$error":"#N/A"},{"$error":"#N/A"},{"$error":"#N/A"},{"$error":"#N/A"},{"$error":"#N/A"},{"$error":"#N/A"},{"$error":"#N/A"},{"$error":"#N/A"},{"$error":"#N/A"},{"$error":"#N/A"},{"$error":"#N/A"},{"$error":"#N/A"},{"$error":"#N/A"},{"$error":"#N/A"},{"$error":"#N/A"},{"$error":"#N/A"},{"$error":"#N/A"},{"$error":"#N/A"},{"$error":"#N/A"},{"$error":"#N/A"},{"$error":"#N/A"},{"$error":"#N/A"},{"$error":"#N/A"},{"$error":"#N/A"},{"$error":"#N/A"},{"$error":"#N/A"},{"$error":"#N/A"},{"$error":"#N/A"},{"$error":"#N/A"},{"$error":"#N/A"},{"$error":"#N/A"},{"$error":"#N/A"},{"$error":"#N/A"},{"$error":"#N/A"},{"$error":"#N/A"},{"$error":"#N/A"},{"$error":"#N/A"},{"$error":"#N/A"},{"$error":"#N/A"},{"$error":"#N/A"},{"$error":"#N/A"},{"$error":"#N/A"},{"$error":"#N/A"},{"$error":"#N/A"},{"$error":"#N/A"},{"$error":"#N/A"},{"$error":"#N/A"},{"$error":"#N/A"},{"$error":"#N/A"},{"$error":"#N/A"},{"$error":"#N/A"},{"$error":"#N/A"},{"$error":"#N/A"},{"$error":"#N/A"},{"$error":"#N/A"},{"$error":"#N/A"},{"$error":"#N/A"},{"$error":"#N/A"},{"$error":"#N/A"},{"$error":"#N/A"},{"$error":"#N/A"},{"$error":"#N/A"},{"$error":"#N/A"},{"$error":"#N/A"},{"$error":"#N/A"},{"$error":"#N/A"},{"$error":"#N/A"},{"$error":"#N/A"},{"$error":"#N/A"},{"$error":"#N/A"},0.91244361338995073,0.90603500000000015,0.89988999999999997,0.89381500000000003,0.88780999999999999,0.88167528510598014,0.87601000000000007,0.87021500000000007,0.86448999999999998,0.85883500000000002,0.85291708938844601,0.84773500000000002,0.84228999999999998,0.83691500000000008,0.83161000000000007,0.826910762609255,0.82121,0.81611500000000003,0.81109000000000009,0.80613500000000005,0.80156698059034015,0.796435,0.79169,0.78701500000000002,0.78241000000000005,0.77855901503011737,0.77341000000000004,0.769015,0.76469000000000009,0.76043499999999997,0.75683641498683674]
["R124",70,70,{"$error":"#N/A"},{"$error":"#N/A"},{"$error":"#N/A"},{"$error":"#N/A"},{"$error":"#N/A"},{"$error":"#N/A"},{"$error":"#N/A"},{"$error":"#N/A"},{"$error":"#N/A"},{"$error":"#N/A"},{"$error":"#N/A"},{"$error":"#N/A"},{"$error":"#N/A"},{"$error":"#N/A"},{"$error":"#N/A"},{"$error":"#N/A"},{"$error":"#N/A"},{"$error":"#N/A"},{"$error":"#N/A"},{"$error":"#N/A"},{"$error":"#N/A"},{"$error":"#N/A"},{"$error":"#N/A"},{"$error":"#N/A"},{"$error":"#N/A"},{"$error":"#N/A"},{"$error":"#N/A"},{"$error":"#N/A"},{"$error":"#N/A"},{"$error":"#N/A"},{"$error":"#N/A"},{"$error":"#N/A"},{"$error":"#N/A"},{"$error":"#N/A"},{"$error":"#N/A"},{"$error":"#N/A"},{"$error":"#N/A"},{"$error":"#N/A"},{"$error":"#N/A"},{"$error":"#N/A"},{"$error":"#N/A"},{"$error":"#N/A"},{"$error":"#N/A"},{"$error":"#N/A"},{"$error":"#N/A"},{"$error":"#N/A"},{"$error":"#N/A"},{"$error":"#N/A"},{"$error":"#N/A"},{"$error":"#N/A"},{"$error":"#N/A"},{"$error":"#N/A"},{"$error":"#N/A"},{"$error":"#N/A"},{"$error":"#N/A"},{"$error":"#N/A"},{"$error":"#N/A"},{"$error":"#N/A"},{"$error":"#N/A"},{"$error":"#N/A"},{"$error":"#N/A"},{"$error":"#N/A"},{"$error":"#N/A"},{"$error":"#N/A"},{"$error":"#N/A"},{"$error":"#N/A"},{"$error":"#N/A"},{"$error":"#N/A"},{"$error":"#N/A"},{"$error":"#N/A"},{"$error":"#N/A"},{"$error":"#N/A"},{"$error":"#N/A"},{"$error":"#N/A"},{"$error":"#N/A"},{"$error":"#N/A"},{"$error":"#N/A"},{"$error":"#N/A"},{"$error":"#N/A"},{"$error":"#N/A"},{"$error":"#N/A"},{"$error":"#N/A"},{"$error":"#N/A"},{"$error":"#N/A"},{"$error":"#N/A"},{"$error":"#N/A"},{"$error":"#N/A"},{"$error":"#N/A"},{"$error":"#N/A"},{"$error":"#N/A"},{"$error":"#N/A"},{"$error":"#N/A"},{"$error":"#N/A"},{"$error":"#N/A"},{"$error":"#N/A"},{"$error":"#N/A"},{"$error":"#N/A"},{"$error":"#N/A"},{"$error":"#N/A"},{"$error":"#N/A"},0.95313885643228724,0.94613999999999998,0.93945999999999996,0.93286000000000002,0.92633999999999994,0.91982064422241938,0.91354000000000002,0.90725999999999996,0.90105999999999997,0.89493999999999996,0.88875311944771751,0.88293999999999995,0.87705999999999995,0.87125999999999992,0.86553999999999998,0.86072001871747417,0.85433999999999999,0.84885999999999995,0.84345999999999999,0.83814,0.83345739369022376,0.82773999999999992,0.82265999999999995,0.81766000000000005,0.81274000000000002,0.80875558290028315,0.80313999999999997,0.79845999999999995,0.79386000000000001,0.78933999999999993,0.78547583797671428]
["R124",71,71,{"$error":"#N/A"},{"$error":"#N/A"},{"$error":"#N/A"},{"$error":"#N/A"},{"$error":"#N/A"},{"$error":"#N/A"},{"$error":"#N/A"},{"$error":"#N/A"},{"$error":"#N/A"},{"$error":"#N/A"},{"$error":"#N/A"},{"$error":"#N/A"},{"$error":"#N/A"},{"$error":"#N/A"},{"$error":"#N/A"},{"$error":"#N/A"},{"$error":"#N/A"},{"$error":"#N/A"},{"$error":"#N/A"},{"$error":"#N/A"},{"$error":"#N/A"},{"$error":"#N/A"},{"$error":"#N/A"},{"$error":"#N/A"},{"$error":"#N/A"},{"$error":"#N/A"},{"$error":"#N/A"},{"$error":"#N/A"},{"$error":"#N/A"},{"$error":"#N/A"},{"$error":"#N/A"},{"$error":"#N/A"},{"$error":"#N/A"},{"$error":"#N/A"},{"$error":"#N/A"},{"$error":"#N/A"},{"$error":"#N/A"},{"$error":"#N/A"},{"$error":"#N/A"},{"$error":"#N/A"},{"$error":"#N/A"},{"$error":"#N/A"},{"$error":"#N/A"},{"$error":"#N/A"},{"$error":"#N/A"},{"$error":"#N/A"},{"$error":"#N/A"},{"$error":"#N/A"},{"$error":"#N/A"},{"$error":"#N/A"},{"$error":"#N/A"},{"$error":"#N/A"},{"$error":"#N/A"},{"$error":"#N/A"},{"$error":"#N/A"},{"$error":"#N/A"},{"$error":"#N/A"},{"$error":"#N/A"},{"$error":"#N/A"},{"$error":"#N/A"},{"$error":"#N/A"},{"$error":"#N/A"},{"$error":"#N/A"},{"$error":"#N/A"},{"$error":"#N/A"},{"$error":"#N/A"},{"$error":"#N/A"},{"$error":"#N/A"},{"$error":"#N/A"},{"$error":"#N/A"},{"$error":"#N/A"},{"$error":"#N/A"},{"$error":"#N/A"},{"$error":"#N/A"},{"$error":"#N/A"},{"$error":"#N/A"},{"$error":"#N/A"},{"$error":"#N/A"},{"$error":"#N/A"},{"$error":"#N/A"},{"$error":"#N/A"},{"$error":"#N/A"},{"$error":"#N/A"},{"$error":"#N/A"},{"$error":"#N/A"},{"$error":"#N/A"},{"$error":"#N/A"},{"$error":"#N/A"},{"$error":"#N/A"},{"$error":"#N/A"},{"$error":"#N/A"},{"$error":"#N/A"},{"$error":"#N/A"},{"$error":"#N/A"},{"$error":"#N/A"},{"$error":"#N/A"},{"$error":"#N/A"},{"$error":"#N/A"},{"$error":"#N/A"},{"$error":"#N/A"},0.977753655377816,0.97000411007618859,0.96249370709877657,0.95504330412136462,0.94765290114395251,0.94276338431076723,0.93573577377745054,0.92870864641094819,0.92174151904444601,0.91483439167794389,0.910194231263732,0.90375537980205745,0.8972663679261712,0.8908373560502848,0.88446834417439846,0.8808533582125041,0.87405711901051464,0.86793589384663083,0.8618746686827472,0.85587344351886341,0.85236148878653117,0.84626013146951073,0.84063681942015811,0.83507350737080555,0.82957019532145293,0.82658188249666531,0.82066904690401898,0.81545789848658501,0.8103067500691512,0.80521560165171724,0.80231748013425297]
["R124",72,72,{"$error":"#N/A"},{"$error":"#N/A"},{"$error":"#N/A"},{"$error":"#N/A"},{"$error":"#N/A"},{"$error":"#N/A"},{"$error":"#N/A"},{"$error":"#N/A"},{"$error":"#N/A"},{"$error":"#N/A"},{"$error":"#N/A"},{"$error":"#N/A"},{"$error":"#N/A"},{"$error":"#N/A"},{"$error":"#N/A"},{"$error":"#N/A"},{"$error":"#N/A"},{"$error":"#N/A"},{"$error":"#N/A"},{"$error":"#N/A"},{"$error":"#N/A"},{"$error":"#N/A"},{"$error":"#N/A"},{"$error":"#N/A"},{"$error":"#N/A"},{"$error":"#N/A"},{"$error":"#N/A"},{"$error":"#N/A"},{"$error":"#N/A"},{"$error":"#N/A"},{"$error":"#N/A"},{"$error":"#N/A"},{"$error":"#N/A"},{"$error":"#N/A"},{"$error":"#N/A"},{"$error":"#N/A"},{"$error":"#N/A"},{"$error":"#N/A"},{"$error":"#N/A"},{"$error":"#N/A"},{"$error":"#N/A"},{"$error":"#N/A"},{"$error":"#N/A"},{"$error":"#N/A"},{"$error":"#N/A"},{"$error":"#N/A"},{"$error":"#N/A"},{"$error":"#N/A"},{"$error":"#N/A"},{"$error":"#N/A"},{"$error":"#N/A"},{"$error":"#N/A"},{"$error":"#N/A"},{"$error":"#N/A"},{"$error":"#N/A"},{"$error":"#N/A"},{"$error":"#N/A"},{"$error":"#N/A"},{"$error":"#N/A"},{"$error":"#N/A"},{"$error":"#N/A"},{"$error":"#N/A"},{"$error":"#N/A"},{"$error":"#N/A"},{"$error":"#N/A"},{"$error":"#N/A"},{"$error":"#N/A"},{"$error":"#N/A"},{"$error":"#N/A"},{"$error":"#N/A"},{"$error":"#N/A"},{"$error":"#N/A"},{"$error":"#N/A"},{"$error":"#N/A"},{"$error":"#N/A"},{"$error":"#N/A"},{"$error":"#N/A"},{"$error":"#N/A"},{"$error":"#N/A"},{"$error":"#N/A"},{"$error":"#N/A"},{"$error":"#N/A"},{"$error":"#N/A"},{"$error":"#N/A"},{"$error":"#N/A"},{"$error":"#N/A"},{"$error":"#N/A"},{"$error":"#N/A"},{"$error":"#N/A"},{"$error":"#N/A"},{"$error":"#N/A"},{"$error":"#N/A"},{"$error":"#N/A"},{"$error":"#N/A"},{"$error":"#N/A"},{"$error":"#N/A"},{"$error":"#N/A"},{"$error":"#N/A"},{"$error":"#N/A"},{"$error":"#N/A"},1.0023684543233449,0.99386822015237719,0.98552741419755319,0.97722660824272922,0.96896580228790508,0.96570612439911507,0.95793154755490106,0.95015729282189643,0.94242303808889205,0.93472878335588783,0.93163534307974649,0.92457075960411506,0.91747273585234246,0.91041471210056968,0.90339668834879694,0.90098669770753403,0.89377423802102929,0.88701178769326172,0.88028933736549442,0.87360688703772682,0.8712655838828387,0.86478026293902155,0.85861363884031627,0.85248701474161104,0.84640039064290584,0.84440818209304735,0.838198093808038,0.83245579697317007,0.8267535001383024,0.82109120330343455,0.81915912229179166]
["R124",73,73,{"$error":"#N/A"},{"$error":"#N/A"},{"$error":"#N/A"},{"$error":"#N/A"},{"$error":"#N/A"},{"$error":"#N/A"},{"$error":"#N/A"},{"$error":"#N/A"},{"$error":"#N/A"},{"$error":"#N/A"},{"$error":"#N/A"},{"$error":"#N/A"},{"$error":"#N/A"},{"$error":"#N/A"},{"$error":"#N/A"},{"$error":"#N/A"},{"$error":"#N/A"},{"$error":"#N/A"},{"$error":"#N/A"},{"$error":"#N/A"},{"$error":"#N/A"},{"$error":"#N/A"},{"$error":"#N/A"},{"$error":"#N/A"},{"$error":"#N/A"},{"$error":"#N/A"},{"$error":"#N/A"},{"$error":"#N/A"},{"$error":"#N/A"},{"$error":"#N/A"},{"$error":"#N/A"},{"$error":"#N/A"},{"$error":"#N/A"},{"$error":"#N/A"},{"$error":"#N/A"},{"$error":"#N/A"},{"$error":"#N/A"},{"$error":"#N/A"},{"$error":"#N/A"},{"$error":"#N/A"},{"$error":"#N/A"},{"$error":"#N/A"},{"$error":"#N/A"},{"$error":"#N/A"},{"$error":"#N/A"},{"$error":"#N/A"},{"$error":"#N/A"},{"$error":"#N/A"},{"$error":"#N/A"},{"$error":"#N/A"},{"$error":"#N/A"},{"$error":"#N/A"},{"$error":"#N/A"},{"$error":"#N/A"},{"$error":"#N/A"},{"$error":"#N/A"},{"$error":"#N/A"},{"$error":"#N/A"},{"$error":"#N/A"},{"$error":"#N/A"},{"$error":"#N/A"},{"$error":"#N/A"},{"$error":"#N/A"},{"$error":"#N/A"},{"$error":"#N/A"},{"$error":"#N/A"},{"$error":"#N/A"},{"$error":"#N/A"},{"$error":"#N/A"},{"$error":"#N/A"},{"$error":"#N/A"},{"$error":"#N/A"},{"$error":"#N/A"},{"$error":"#N/A"},{"$error":"#N/A"},{"$error":"#N/A"},{"$error":"#N/A"},{"$error":"#N/A"},{"$error":"#N/A"},{"$error":"#N/A"},{"$error":"#N/A"},{"$error":"#N/A"},{"$error":"#N/A"},{"$error":"#N/A"},{"$error":"#N/A"},{"$error":"#N/A"},{"$error":"#N/A"},{"$error":"#N/A"},{"$error":"#N/A"},{"$error":"#N/A"},{"$error":"#N/A"},{"$error":"#N/A"},{"$error":"#N/A"},{"$error":"#N/A"},{"$error":"#N/A"},{"$error":"#N/A"},{"$error":"#N/A"},{"$error":"#N/A"},{"$error":"#N/A"},{"$error":"#N/A"},1.0269832532688736,1.0177323302285659,1.0085611212963297,0.99940991236409382,0.99027870343185764,0.98864886448746292,0.98012732133235159,0.97160593923284466,0.96310455713333809,0.95462317503383176,0.95307645489576098,0.94538613940617267,0.93767910377851371,0.92999206815085456,0.92232503252319542,0.92112003720256397,0.91349135703154394,0.90608768153989261,0.89870400604824163,0.89134033055659023,0.89016967897914623,0.88330039440853236,0.87659045826047444,0.86990052211241653,0.86323058596435875,0.8622344816894294,0.85572714071205702,0.84945369545975513,0.84320025020745359,0.83696680495515186,0.83600076444933036]
["R124",74,74,{"$error":"#N/A"},{"$error":"#N/A"},{"$error":"#N/A"},{"$error":"#N/A"},{"$error":"#N/A"},{"$error":"#N/A"},{"$error":"#N/A"},{"$error":"#N/A"},{"$error":"#N/A"},{"$error":"#N/A"},{"$error":"#N/A"},{"$error":"#N/A"},{"$error":"#N/A"},{"$error":"#N/A"},{"$error":"#N/A"},{"$error":"#N/A"},{"$error":"#N/A"},{"$error":"#N/A"},{"$error":"#N/A"},{"$error":"#N/A"},{"$error":"#N/A"},{"$error":"#N/A"},{"$error":"#N/A"},{"$error":"#N/A"},{"$error":"#N/A"},{"$error":"#N/A"},{"$error":"#N/A"},{"$error":"#N/A"},{"$error":"#N/A"},{"$error":"#N/A"},{"$error":"#N/A"},{"$error":"#N/A"},{"$error":"#N/A"},{"$error":"#N/A"},{"$error":"#N/A"},{"$error":"#N/A"},{"$error":"#N/A"},{"$error":"#N/A"},{"$error":"#N/A"},{"$error":"#N/A"},{"$error":"#N/A"},{"$error":"#N/A"},{"$error":"#N/A"},{"$error":"#N/A"},{"$error":"#N/A"},{"$error":"#N/A"},{"$error":"#N/A"},{"$error":"#N/A"},{"$error":"#N/A"},{"$error":"#N/A"},{"$error":"#N/A"},{"$error":"#N/A"},{"$error":"#N/A"},{"$error":"#N/A"},{"$error":"#N/A"},{"$error":"#N/A"},{"$error":"#N/A"},{"$error":"#N/A"},{"$error":"#N/A"},{"$error":"#N/A"},{"$error":"#N/A"},{"$error":"#N/A"},{"$error":"#N/A"},{"$error":"#N/A"},{"$error":"#N/A"},{"$error":"#N/A"},{"$error":"#N/A"},{"$error":"#N/A"},{"$error":"#N/A"},{"$error":"#N/A"},{"$error":"#N/A"},{"$error":"#N/A"},{"$error":"#N/A"},{"$error":"#N/A"},{"$error":"#N/A"},{"$error":"#N/A"},{"$error":"#N/A"},{"$error":"#N/A"},{"$error":"#N/A"},{"$error":"#N/A"},{"$error":"#N/A"},{"$error":"#N/A"},{"$error":"#N/A"},{"$error":"#N/A"},{"$error":"#N/A"},{"$error":"#N/A"},{"$error":"#N/A"},{"$error":"#N/A"},{"$error":"#N/A"},{"$error":"#N/A"},{"$error":"#N/A"},{"$error":"#N/A"},{"$error":"#N/A"},{"$error":"#N/A"},{"$error":"#N/A"},{"$error":"#N/A"},{"$error":"#N/A"},{"$error":"#N/A"},{"$error":"#N/A"},{"$error":"#N/A"},1.0023684543233449,0.9938682201523773,0.98552741419755308,0.97722660824272922,0.96896580228790508,0.96570612439911507,0.95793154755490106,0.95015729282189643,0.94242303808889205,0.93472878335588783,0.93163534307974649,0.92457075960411506,0.91747273585234246,0.91041471210056968,0.90339668834879694,0.90098669770753403,0.89377423802102929,0.88701178769326172,0.88028933736549442,0.87360688703772682,0.8712655838828387,0.86478026293902155,0.85861363884031627,0.85248701474161104,0.84640039064290584,0.84440818209304735,0.838198093808038,0.83245579697317007,0.8267535001383024,0.82109120330343455,0.81915912229179166]
["R124",75,75,{"$error":"#N/A"},{"$error":"#N/A"},{"$error":"#N/A"},{"$error":"#N/A"},{"$error":"#N/A"},{"$error":"#N/A"},{"$error":"#N/A"},{"$error":"#N/A"},{"$error":"#N/A"},{"$error":"#N/A"},{"$error":"#N/A"},{"$error":"#N/A"},{"$error":"#N/A"},{"$error":"#N/A"},{"$error":"#N/A"},{"$error":"#N/A"},{"$error":"#N/A"},{"$error":"#N/A"},{"$error":"#N/A"},{"$error":"#N/A"},{"$error":"#N/A"},{"$error":"#N/A"},{"$error":"#N/A"},{"$error":"#N/A"},{"$error":"#N/A"},{"$error":"#N/A"},{"$error":"#N/A"},{"$error":"#N/A"},{"$error":"#N/A"},{"$error":"#N/A"},{"$error":"#N/A"},{"$error":"#N/A"},{"$error":"#N/A"},{"$error":"#N/A"},{"$error":"#N/A"},{"$error":"#N/A"},{"$error":"#N/A"},{"$error":"#N/A"},{"$error":"#N/A"},{"$error":"#N/A"},{"$error":"#N/A"},{"$error":"#N/A"},{"$error":"#N/A"},{"$error":"#N/A"},{"$error":"#N/A"},{"$error":"#N/A"},{"$error":"#N/A"},{"$error":"#N/A"},{"$error":"#N/A"},{"$error":"#N/A"},{"$error":"#N/A"},{"$error":"#N/A"},{"$error":"#N/A"},{"$error":"#N/A"},{"$error":"#N/A"},{"$error":"#N/A"},{"$error":"#N/A"},{"$error":"#N/A"},{"$error":"#N/A"},{"$error":"#N/A"},{"$error":"#N/A"},{"$error":"#N/A"},{"$error":"#N/A"},{"$error":"#N/A"},{"$error":"#N/A"},{"$error":"#N/A"},{"$error":"#N/A"},{"$error":"#N/A"},{"$error":"#N/A"},{"$error":"#N/A"},{"$error":"#N/A"},{"$error":"#N/A"},{"$error":"#N/A"},{"$error":"#N/A"},{"$error":"#N/A"},{"$error":"#N/A"},{"$error":"#N/A"},{"$error":"#N/A"},{"$error":"#N/A"},{"$error":"#N/A"},{"$error":"#N/A"},{"$error":"#N/A"},{"$error":"#N/A"},{"$error":"#N/A"},{"$error":"#N/A"},{"$error":"#N/A"},{"$error":"#N/A"},{"$error":"#N/A"},{"$error":"#N/A"},{"$error":"#N/A"},{"$error":"#N/A"},{"$error":"#N/A"},{"$error":"#N/A"},{"$error":"#N/A"},{"$error":"#N/A"},{"$error":"#N/A"},{"$error":"#N/A"},{"$error":"#N/A"},{"$error":"#N/A"},{"$error":"#N/A"},1.0515980522144024,1.0415964403047544,1.0315948283951064,1.0215932164854584,1.0115916045758104,1.0115916045758107,1.0023230951098019,0.99305458564379312,0.98378607617778435,0.97451756671177558,0.97451756671177558,0.96620151920823016,0.95788547170468474,0.94956942420113932,0.9412533766975939,0.94125337669759379,0.9332084760420587,0.92516357538652372,0.91711867473098874,0.90907377407545376,0.90907377407545364,0.90182052587804318,0.8945672776806326,0.88731402948322202,0.88006078128581144,0.88006078128581156,0.87325618761607593,0.8664515939463403,0.85964700027660468,0.85284240660686905,0.85284240660686905]
["R124",76,76,{"$error":"#N/A"},{"$error":"#N/A"},{"$error":"#N/A"},{"$error":"#N/A"},{"$error":"#N/A"},{"$error":"#N/A"},{"$error":"#N/A"},{"$error":"#N/A"},{"$error":"#N/A"},{"$error":"#N/A"},{"$error":"#N/A"},{"$error":"#N/A"},{"$error":"#N/A"},{"$error":"#N/A"},{"$error":"#N/A"},{"$error":"#N/A"},{"$error":"#N/A"},{"$error":"#N/A"},{"$error":"#N/A"},{"$error":"#N/A"},{"$error":"#N/A"},{"$error":"#N/A"},{"$error":"#N/A"},{"$error":"#N/A"},{"$error":"#N/A"},{"$error":"#N/A"},{"$error":"#N/A"},{"$error":"#N/A"},{"$error":"#N/A"},{"$error":"#N/A"},{"$error":"#N/A"},{"$error":"#N/A"},{"$error":"#N/A"},{"$error":"#N/A"},{"$error":"#N/A"},{"$error":"#N/A"},{"$error":"#N/A"},{"$error":"#N/A"},{"$error":"#N/A"},{"$error":"#N/A"},{"$error":"#N/A"},{"$error":"#N/A"},{"$error":"#N/A"},{"$error":"#N/A"},{"$error":"#N/A"},{"$error":"#N/A"},{"$error":"#N/A"},{"$error":"#N/A"},{"$error":"#N/A"},{"$error":"#N/A"},{"$error":"#N/A"},{"$error":"#N/A"},{"$error":"#N/A"},{"$error":"#N/A"},{"$error":"#N/A"},{"$error":"#N/A"},{"$error":"#N/A"},{"$error":"#N/A"},{"$error":"#N/A"},{"$error":"#N/A"},{"$error":"#N/A"},{"$error":"#N/A"},{"$error":"#N/A"},{"$error":"#N/A"},{"$error":"#N/A"},{"$error":"#N/A"},{"$error":"#N/A"},{"$error":"#N/A"},{"$error":"#N/A"},{"$error":"#N/A"},{"$error":"#N/A"},{"$error":"#N/A"},{"$error":"#N/A"},{"$error":"#N/A"},{"$error":"#N/A"},{"$error":"#N/A"},{"$error":"#N/A"},{"$error":"#N/A"},{"$error":"#N/A"},{"$error":"#N/A"},{"$error":"#N/A"},{"$error":"#N/A"},{"$error":"#N/A"},{"$error":"#N/A"},{"$error":"#N/A"},{"$error":"#N/A"},{"$error":"#N/A"},{"$error":"#N/A"},{"$error":"#N/A"},{"$error":"#N/A"},{"$error":"#N/A"},{"$error":"#N/A"},{"$error":"#N/A"},{"$error":"#N/A"},{"$error":"#N/A"},{"$error":"#N/A"},{"$error":"#N/A"},{"$error":"#N/A"},{"$error":"#N/A"},{"$error":"#N/A"},1.0819243358428081,1.0713595738109094,1.0607948117790107,1.0502300497471118,1.0411937034318579,1.0396652877152133,1.0298961390111459,1.0201269903070784,1.0103578416030108,1.0005886928989434,1.0005886928989436,0.9918406524497817,0.98309261200061981,0.97434457155145804,0.96559653110229626,0.96559653110229615,0.95714905017896657,0.94870156925563709,0.94025408833230761,0.93180660740897814,0.93180660740897803,0.92420319867277456,0.91659978993657099,0.90899638120036741,0.90139297246416383,0.90139297246416383,0.8942708223061947,0.88714867214822546,0.88002652199025622,0.87290437183228697,0.87290437183228697]
["R124",77,77,{"$error":"#N/A"},{"$error":"#N/A"},{"$error":"#N/A"},{"$error":"#N/A"},{"$error":"#N/A"},{"$error":"#N/A"},{"$error":"#N/A"},{"$error":"#N/A"},{"$error":"#N/A"},{"$error":"#N/A"},{"$error":"#N/A"},{"$error":"#N/A"},{"$error":"#N/A"},{"$error":"#N/A"},{"$error":"#N/A"},{"$error":"#N/A"},{"$error":"#N/A"},{"$error":"#N/A"},{"$error":"#N/A"},{"$error":"#N/A"},{"$error":"#N/A"},{"$error":"#N/A"},{"$error":"#N/A"},{"$error":"#N/A"},{"$error":"#N/A"},{"$error":"#N/A"},{"$error":"#N/A"},{"$error":"#N/A"},{"$error":"#N/A"},{"$error":"#N/A"},{"$error":"#N/A"},{"$error":"#N/A"},{"$error":"#N/A"},{"$error":"#N/A"},{"$error":"#N/A"},{"$error":"#N/A"},{"$error":"#N/A"},{"$error":"#N/A"},{"$error":"#N/A"},{"$error":"#N/A"},{"$error":"#N/A"},{"$error":"#N/A"},{"$error":"#N/A"},{"$error":"#N/A"},{"$error":"#N/A"},{"$error":"#N/A"},{"$error":"#N/A"},{"$error":"#N/A"},{"$error":"#N/A"},{"$error":"#N/A"},{"$error":"#N/A"},{"$error":"#N/A"},{"$error":"#N/A"},{"$error":"#N/A"},{"$error":"#N/A"},{"$error":"#N/A"},{"$error":"#N/A"},{"$error":"#N/A"},{"$error":"#N/A"},{"$error":"#N/A"},{"$error":"#N/A"},{"$error":"#N/A"},{"$error":"#N/A"},{"$error":"#N/A"},{"$error":"#N/A"},{"$error":"#N/A"},{"$error":"#N/A"},{"$error":"#N/A"},{"$error":"#N/A"},{"$error":"#N/A"},{"$error":"#N/A"},{"$error":"#N/A"},{"$error":"#N/A"},{"$error":"#N/A"},{"$error":"#N/A"},{"$error":"#N/A"},{"$error":"#N/A"},{"$error":"#N/A"},{"$error":"#N/A"},{"$error":"#N/A"},{"$error":"#N/A"},{"$error":"#N/A"},{"$error":"#N/A"},{"$error":"#N/A"},{"$error":"#N/A"},{"$error":"#N/A"},{"$error":"#N/A"},{"$error":"#N/A"},{"$error":"#N/A"},{"$error":"#N/A"},{"$error":"#N/A"},{"$error":"#N/A"},{"$error":"#N/A"},{"$error":"#N/A"},{"$error":"#N/A"},{"$error":"#N/A"},{"$error":"#N/A"},{"$error":"#N/A"},{"$error":"#N/A"},{"$error":"#N/A"},1.1122506194712138,1.1011227073170644,1.089994795162915,1.0788668830087653,1.0707958022879054,1.0677389708546159,1.0574691829124898,1.0471993949703637,1.0369296070282372,1.0266598190861111,1.0266598190861114,1.0174797856913331,1.0082997522965549,0.99911971890177675,0.98993968550699862,0.98993968550699851,0.98108962431587443,0.97223956312475046,0.96338950193362649,0.95453944074250252,0.95453944074250241,0.94658587146750595,0.93863230219250937,0.9306787329175128,0.92272516364251622,0.92272516364251622,0.91528545699631347,0.90784575035011061,0.90040604370390775,0.8929663370577049,0.8929663370577049]
["R124",78,78,{"$error":"#N/A"},{"$error":"#N/A"},{"$error":"#N/A"},{"$error":"#N/A"},{"$error":"#N/A"},{"$error":"#N/A"},{"$error":"#N/A"},{"$error":"#N/A"},{"$error":"#N/A"},{"$error":"#N/A"},{"$error":"#N/A"},{"$error":"#N/A"},{"$error":"#N/A"},{"$error":"#N/A"},{"$error":"#N/A"},{"$error":"#N/A"},{"$error":"#N/A"},{"$error":"#N/A"},{"$error":"#N/A"},{"$error":"#N/A"},{"$error":"#N/A"},{"$error":"#N/A"},{"$error":"#N/A"},{"$error":"#N/A"},{"$error":"#N/A"},{"$error":"#N/A"},{"$error":"#N/A"},{"$error":"#N/A"},{"$error":"#N/A"},{"$error":"#N/A"},{"$error":"#N/A"},{"$error":"#N/A"},{"$error":"#N/A"},{"$error":"#N/A"},{"$error":"#N/A"},{"$error":"#N/A"},{"$error":"#N/A"},{"$error":"#N/A"},{"$error":"#N/A"},{"$error":"#N/A"},{"$error":"#N/A"},{"$error":"#N/A"},{"$error":"#N/A"},{"$error":"#N/A"},{"$error":"#N/A"},{"$error":"#N/A"},{"$error":"#N/A"},{"$error":"#N/A"},{"$error":"#N/A"},{"$error":"#N/A"},{"$error":"#N/A"},{"$error":"#N/A"},{"$error":"#N/A"},{"$error":"#N/A"},{"$error":"#N/A"},{"$error":"#N/A"},{"$error":"#N/A"},{"$error":"#N/A"},{"$error":"#N/A"},{"$error":"#N/A"},{"$error":"#N/A"},{"$error":"#N/A"},{"$error":"#N/A"},{"$error":"#N/A"},{"$error":"#N/A"},{"$error":"#N/A"},{"$error":"#N/A"},{"$error":"#N/A"},{"$error":"#N/A"},{"$error":"#N/A"},{"$error":"#N/A"},{"$error":"#N/A"},{"$error":"#N/A"},{"$error":"#N/A"},{"$error":"#N/A"},{"$error":"#N/A"},{"$error":"#N/A"},{"$error":"#N/A"},{"$error":"#N/A"},{"$error":"#N/A"},{"$error":"#N/A"},{"$error":"#N/A"},{"$error":"#N/A"},{"$error":"#N/A"},{"$error":"#N/A"},{"$error":"#N/A"},{"$error":"#N/A"},{"$error":"#N/A"},{"$error":"#N/A"},{"$error":"#N/A"},{"$error":"#N/A"},{"$error":"#N/A"},{"$error":"#N/A"},{"$error":"#N/A"},{"$error":"#N/A"},{"$error":"#N/A"},{"$error":"#N/A"},{"$error":"#N/A"},{"$error":"#N/A"},{"$error":"#N/A"},1.1425769030996196,1.1308858408232194,1.1191947785468193,1.1075037162704189,1.1003979011439529,1.0958126539940185,1.0850422268138338,1.074271799633649,1.0635013724534637,1.0527309452732789,1.0527309452732792,1.0431189189328847,1.03350689259249,1.0238948662520955,1.014282839911701,1.0142828399117008,1.0050301984527823,0.99577755699386383,0.98652491553494537,0.9772722740760269,0.97727227407602679,0.96896854426223733,0.96066481444844776,0.95236108463465818,0.94405735482086861,0.94405735482086861,0.93630009168643225,0.92854282855199577,0.92078556541755929,0.91302830228312282,0.91302830228312282]
["R124",79,79,{"$error":"#N/A"},{"$error":"#N/A"},{"$error":"#N/A"},{"$error":"#N/A"},{"$error":"#N/A"},{"$error":"#N/A"},{"$error":"#N/A"},{"$error":"#N/A"},{"$error":"#N/A"},{"$error":"#N/A"},{"$error":"#N/A"},{"$error":"#N/A"},{"$error":"#N/A"},{"$error":"#N/A"},{"$error":"#N/A"},{"$error":"#N/A"},{"$error":"#N/A"},{"$error":"#N/A"},{"$error":"#N/A"},{"$error":"#N/A"},{"$error":"#N/A"},{"$error":"#N/A"},{"$error":"#N/A"},{"$error":"#N/A"},{"$error":"#N/A"},{"$error":"#N/A"},{"$error":"#N/A"},{"$error":"#N/A"},{"$error":"#N/A"},{"$error":"#N/A"},{"$error":"#N/A"},{"$error":"#N/A"},{"$error":"#N/A"},{"$error":"#N/A"},{"$error":"#N/A"},{"$error":"#N/A"},{"$error":"#N/A"},{"$error":"#N/A"},{"$error":"#N/A"},{"$error":"#N/A"},{"$error":"#N/A"},{"$error":"#N/A"},{"$error":"#N/A"},{"$error":"#N/A"},{"$error":"#N/A"},{"$error":"#N/A"},{"$error":"#N/A"},{"$error":"#N/A"},{"$error":"#N/A"},{"$error":"#N/A"},{"$error":"#N/A"},{"$error":"#N/A"},{"$error":"#N/A"},{"$error":"#N/A"},{"$error":"#N/A"},{"$error":"#N/A"},{"$error":"#N/A"},{"$error":"#N/A"},{"$error":"#N/A"},{"$error":"#N/A"},{"$error":"#N/A"},{"$error":"#N/A"},{"$error":"#N/A"},{"$error":"#N/A"},{"$error":"#N/A"},{"$error":"#N/A"},{"$error":"#N/A"},{"$error":"#N/A"},{"$error":"#N/A"},{"$error":"#N/A"},{"$error":"#N/A"},{"$error":"#N/A"},{"$error":"#N/A"},{"$error":"#N/A"},{"$error":"#N/A"},{"$error":"#N/A"},{"$error":"#N/A"},{"$error":"#N/A"},{"$error":"#N/A"},{"$error":"#N/A"},{"$error":"#N/A"},{"$error":"#N/A"},{"$error":"#N/A"},{"$error":"#N/A"},{"$error":"#N/A"},{"$error":"#N/A"},{"$error":"#N/A"},{"$error":"#N/A"},{"$error":"#N/A"},{"$error":"#N/A"},{"$error":"#N/A"},{"$error":"#N/A"},{"$error":"#N/A"},{"$error":"#N/A"},{"$error":"#N/A"},{"$error":"#N/A"},{"$error":"#N/A"},{"$error":"#N/A"},{"$error":"#N/A"},{"$error":"#N/A"},1.1122506194712138,1.1011227073170644,1.089994795162915,1.0788668830087653,1.0707958022879054,1.0677389708546159,1.0574691829124898,1.0471993949703637,1.0369296070282372,1.0266598190861111,1.0266598190861114,1.0174797856913331,1.0082997522965549,0.99911971890177675,0.98993968550699862,0.9899396855069984,0.98108962431587443,0.97223956312475046,0.96338950193362649,0.95453944074250252,0.95453944074250241,0.94658587146750595,0.93863230219250937,0.9306787329175128,0.92272516364251622,0.92272516364251622,0.91528545699631347,0.90784575035011061,0.90040604370390775,0.8929663370577049,0.8929663370577049]
["R124",80,80,{"$error":"#N/A"},{"$error":"#N/A"},{"$error":"#N/A"},{"$error":"#N/A"},{"$error":"#N/A"},{"$error":"#N/A"},{"$error":"#N/A"},{"$error":"#N/A"},{"$error":"#N/A"},{"$error":"#N/A"},{"$error":"#N/A"},{"$error":"#N/A"},{"$error":"#N/A"},{"$error":"#N/A"},{"$error":"#N/A"},{"$error":"#N/A"},{"$error":"#N/A"},{"$error":"#N/A"},{"$error":"#N/A"},{"$error":"#N/A"},{"$error":"#N/A"},{"$error":"#N/A"},{"$error":"#N/A"},{"$error":"#N/A"},{"$error":"#N/A"},{"$error":"#N/A"},{"$error":"#N/A"},{"$error":"#N/A"},{"$error":"#N/A"},{"$error":"#N/A"},{"$error":"#N/A"},{"$error":"#N/A"},{"$error":"#N/A"},{"$error":"#N/A"},{"$error":"#N/A"},{"$error":"#N/A"},{"$error":"#N/A"},{"$error":"#N/A"},{"$error":"#N/A"},{"$error":"#N/A"},{"$error":"#N/A"},{"$error":"#N/A"},{"$error":"#N/A"},{"$error":"#N/A"},{"$error":"#N/A"},{"$error":"#N/A"},{"$error":"#N/A"},{"$error":"#N/A"},{"$error":"#N/A"},{"$error":"#N/A"},{"$error":"#N/A"},{"$error":"#N/A"},{"$error":"#N/A"},{"$error":"#N/A"},{"$error":"#N/A"},{"$error":"#N/A"},{"$error":"#N/A"},{"$error":"#N/A"},{"$error":"#N/A"},{"$error":"#N/A"},{"$error":"#N/A"},{"$error":"#N/A"},{"$error":"#N/A"},{"$error":"#N/A"},{"$error":"#N/A"},{"$error":"#N/A"},{"$error":"#N/A"},{"$error":"#N/A"},{"$error":"#N/A"},{"$error":"#N/A"},{"$error":"#N/A"},{"$error":"#N/A"},{"$error":"#N/A"},{"$error":"#N/A"},{"$error":"#N/A"},{"$error":"#N/A"},{"$error":"#N/A"},{"$error":"#N/A"},{"$error":"#N/A"},{"$error":"#N/A"},{"$error":"#N/A"},{"$error":"#N/A"},{"$error":"#N/A"},{"$error":"#N/A"},{"$error":"#N/A"},{"$error":"#N/A"},{"$error":"#N/A"},{"$error":"#N/A"},{"$error":"#N/A"},{"$error":"#N/A"},{"$error":"#N/A"},{"$error":"#N/A"},{"$error":"#N/A"},{"$error":"#N/A"},{"$error":"#N/A"},{"$error":"#N/A"},{"$error":"#N/A"},{"$error":"#N/A"},{"$error":"#N/A"},{"$error":"#N/A"},1.1729031867280255,1.1606489743293744,1.1483947619307233,1.1361405495320722,1.1299999999999999,1.1238863371334213,1.1126152707151777,1.1013442042969341,1.0900731378786905,1.0788020714604469,1.0788020714604472,1.0687580521744362,1.0587140328884252,1.0486700136024143,1.0386259943164033,1.0386259943164031,1.0289707725896902,1.0193155508629772,1.0096603291362642,1.0000051074095513,1.0000051074095513,0.99135121705696871,0.98269732670438614,0.97404343635180357,0.965389545999221,0.96538954599922089,0.95731472637655091,0.94923990675388081,0.94116508713121072,0.93309026750854063,0.93309026750854074]
["R124",81,81,{"$error":"#N/A"},{"$error":"#N/A"},{"$error":"#N/A"},{"$error":"#N/A"},{"$error":"#N/A"},{"$error":"#N/A"},{"$error":"#N/A"},{"$error":"#N/A"},{"$error":"#N/A"},{"$error":"#N/A"},{"$error":"#N/A"},{"$error":"#N/A"},{"$error":"#N/A"},{"$error":"#N/A"},{"$error":"#N/A"},{"$error":"#N/A"},{"$error":"#N/A"},{"$error":"#N/A"},{"$error":"#N/A"},{"$error":"#N/A"},{"$error":"#N/A"},{"$error":"#N/A"},{"$error":"#N/A"},{"$error":"#N/A"},{"$error":"#N/A"},{"$error":"#N/A"},{"$error":"#N/A"},{"$error":"#N/A"},{"$error":"#N/A"},{"$error":"#N/A"},{"$error":"#N/A"},{"$error":"#N/A"},{"$error":"#N/A"},{"$error":"#N/A"},{"$error":"#N/A"},{"$error":"#N/A"},{"$error":"#N/A"},{"$error":"#N/A"},{"$error":"#N/A"},{"$error":"#N/A"},{"$error":"#N/A"},{"$error":"#N/A"},{"$error":"#N/A"},{"$error":"#N/A"},{"$error":"#N/A"},{"$error":"#N/A"},{"$error":"#N/A"},{"$error":"#N/A"},{"$error":"#N/A"},{"$error":"#N/A"},{"$error":"#N/A"},{"$error":"#N/A"},{"$error":"#N/A"},{"$error":"#N/A"},{"$error":"#N/A"},{"$error":"#N/A"},{"$error":"#N/A"},{"$error":"#N/A"},{"$error":"#N/A"},{"$error":"#N/A"},{"$error":"#N/A"},{"$error":"#N/A"},{"$error":"#N/A"},{"$error":"#N/A"},{"$error":"#N/A"},{"$error":"#N/A"},{"$error":"#N/A"},{"$error":"#N/A"},{"$error":"#N/A"},{"$error":"#N/A"},{"$error":"#N/A"},{"$error":"#N/A"},{"$error":"#N/A"},{"$error":"#N/A"},{"$error":"#N/A"},{"$error":"#N/A"},{"$error":"#N/A"},{"$error":"#N/A"},{"$error":"#N/A"},{"$error":"#N/A"},{"$error":"#N/A"},{"$error":"#N/A"},{"$error":"#N/A"},{"$error":"#N/A"},{"$error":"#N/A"},{"$error":"#N/A"},{"$error":"#N/A"},{"$error":"#N/A"},{"$error":"#N/A"},{"$error":"#N/A"},{"$error":"#N/A"},{"$error":"#N/A"},{"$error":"#N/A"},{"$error":"#N/A"},{"$error":"#N/A"},{"$error":"#N/A"},{"$error":"#N/A"},{"$error":"#N/A"},{"$error":"#N/A"},{"$error":"#N/A"},1.2117311750720212,1.2004867307470308,1.1862960714480426,1.1746054121490541,1.1675,1.1595241757818353,1.1494614530363834,1.1374902707456809,1.1255190884549786,1.1135479061642761,1.111639446619026,1.1009981661303017,1.0903568856415775,1.0797156051528534,1.0690743246641292,1.069074324664129,1.0588683334749516,1.0486623422857742,1.0384563510965965,1.0282503599074191,1.0282503599074191,1.0191220712537767,1.0099937826001346,1.0008654939464923,0.99173720529284992,0.99173720529284981,0.98323597344579916,0.97473474159874829,0.96623350975169742,0.95773227790464666,0.95773227790464666]
["R124",82,82,{"$error":"#N/A"},{"$error":"#N/A"},{"$error":"#N/A"},{"$error":"#N/A"},{"$error":"#N/A"},{"$error":"#N/A"},{"$error":"#N/A"},{"$error":"#N/A"},{"$error":"#N/A"},{"$error":"#N/A"},{"$error":"#N/A"},{"$error":"#N/A"},{"$error":"#N/A"},{"$error":"#N/A"},{"$error":"#N/A"},{"$error":"#N/A"},{"$error":"#N/A"},{"$error":"#N/A"},{"$error":"#N/A"},{"$error":"#N/A"},{"$error":"#N/A"},{"$error":"#N/A"},{"$error":"#N/A"},{"$error":"#N/A"},{"$error":"#N/A"},{"$error":"#N/A"},{"$error":"#N/A"},{"$error":"#N/A"},{"$error":"#N/A"},{"$error":"#N/A"},{"$error":"#N/A"},{"$error":"#N/A"},{"$error":"#N/A"},{"$error":"#N/A"},{"$error":"#N/A"},{"$error":"#N/A"},{"$error":"#N/A"},{"$error":"#N/A"},{"$error":"#N/A"},{"$error":"#N/A"},{"$error":"#N/A"},{"$error":"#N/A"},{"$error":"#N/A"},{"$error":"#N/A"},{"$error":"#N/A"},{"$error":"#N/A"},{"$error":"#N/A"},{"$error":"#N/A"},{"$error":"#N/A"},{"$error":"#N/A"},{"$error":"#N/A"},{"$error":"#N/A"},{"$error":"#N/A"},{"$error":"#N/A"},{"$error":"#N/A"},{"$error":"#N/A"},{"$error":"#N/A"},{"$error":"#N/A"},{"$error":"#N/A"},{"$error":"#N/A"},{"$error":"#N/A"},{"$error":"#N/A"},{"$error":"#N/A"},{"$error":"#N/A"},{"$error":"#N/A"},{"$error":"#N/A"},{"$error":"#N/A"},{"$error":"#N/A"},{"$error":"#N/A"},{"$error":"#N/A"},{"$error":"#N/A"},{"$error":"#N/A"},{"$error":"#N/A"},{"$error":"#N/A"},{"$error":"#N/A"},{"$error":"#N/A"},{"$error":"#N/A"},{"$error":"#N/A"},{"$error":"#N/A"},{"$error":"#N/A"},{"$error":"#N/A"},{"$error":"#N/A"},{"$error":"#N/A"},{"$error":"#N/A"},{"$error":"#N/A"},{"$error":"#N/A"},{"$error":"#N/A"},{"$error":"#N/A"},{"$error":"#N/A"},{"$error":"#N/A"},{"$error":"#N/A"},{"$error":"#N/A"},{"$error":"#N/A"},{"$error":"#N/A"},{"$error":"#N/A"},{"$error":"#N/A"},{"$error":"#N/A"},{"$error":"#N/A"},{"$error":"#N/A"},{"$error":"#N/A"},1.2505591634160169,1.2403244871646872,1.2241973809653617,1.213070274766036,1.2050000000000001,1.1951620144302493,1.186307635357589,1.1736363371944276,1.1609650390312667,1.1482937408681053,1.1444768217776049,1.1332382800861671,1.1219997383947298,1.1107611967032924,1.0995226550118551,1.0995226550118549,1.088765894360213,1.0780091337085711,1.0672523730569288,1.0564956124052869,1.0564956124052869,1.0468929254505848,1.0372902384958831,1.027687551541181,1.0180848645864788,1.0180848645864788,1.0091572205150474,1.0002295764436158,0.99130193237218411,0.98237428830075268,0.98237428830075257]
["R124",83,83,{"$error":"#N/A"},{"$error":"#N/A"},{"$error":"#N/A"},{"$error":"#N/A"},{"$error":"#N/A"},{"$error":"#N/A"},{"$error":"#N/A"},{"$error":"#N/A"},{"$error":"#N/A"},{"$error":"#N/A"},{"$error":"#N/A"},{"$error":"#N/A"},{"$error":"#N/A"},{"$error":"#N/A"},{"$error":"#N/A"},{"$error":"#N/A"},{"$error":"#N/A"},{"$error":"#N/A"},{"$error":"#N/A"},{"$error":"#N/A"},{"$error":"#N/A"},{"$error":"#N/A"},{"$error":"#N/A"},{"$error":"#N/A"},{"$error":"#N/A"},{"$error":"#N/A"},{"$error":"#N/A"},{"$error":"#N/A"},{"$error":"#N/A"},{"$error":"#N/A"},{"$error":"#N/A"},{"$error":"#N/A"},{"$error":"#N/A"},{"$error":"#N/A"},{"$error":"#N/A"},{"$error":"#N/A"},{"$error":"#N/A"},{"$error":"#N/A"},{"$error":"#N/A"},{"$error":"#N/A"},{"$error":"#N/A"},{"$error":"#N/A"},{"$error":"#N/A"},{"$error":"#N/A"},{"$error":"#N/A"},{"$error":"#N/A"},{"$error":"#N/A"},{"$error":"#N/A"},{"$error":"#N/A"},{"$error":"#N/A"},{"$error":"#N/A"},{"$error":"#N/A"},{"$error":"#N/A"},{"$error":"#N/A"},{"$error":"#N/A"},{"$error":"#N/A"},{"$error":"#N/A"},{"$error":"#N/A"},{"$error":"#N/A"},{"$error":"#N/A"},{"$error":"#N/A"},{"$error":"#N/A"},{"$error":"#N/A"},{"$error":"#N/A"},{"$error":"#N/A"},{"$error":"#N/A"},{"$error":"#N/A"},{"$error":"#N/A"},{"$error":"#N/A"},{"$error":"#N/A"},{"$error":"#N/A"},{"$error":"#N/A"},{"$error":"#N/A"},{"$error":"#N/A"},{"$error":"#N/A"},{"$error":"#N/A"},{"$error":"#N/A"},{"$error":"#N/A"},{"$error":"#N/A"},{"$error":"#N/A"},{"$error":"#N/A"},{"$error":"#N/A"},{"$error":"#N/A"},{"$error":"#N/A"},{"$error":"#N/A"},{"$error":"#N/A"},{"$error":"#N/A"},{"$error":"#N/A"},{"$error":"#N/A"},{"$error":"#N/A"},{"$error":"#N/A"},{"$error":"#N/A"},{"$error":"#N/A"},{"$error":"#N/A"},{"$error":"#N/A"},{"$error":"#N/A"},{"$error":"#N/A"},{"$error":"#N/A"},{"$error":"#N/A"},{"$error":"#N/A"},1.2893871517600126,1.2801622435823437,1.2620986904826808,1.2515351373830179,1.2424999999999999,1.2307998530786632,1.2231538176787946,1.2097824036431744,1.1964109896075548,1.1830395755719345,1.1773141969361838,1.1654783940420326,1.153642591147882,1.1418067882537315,1.129970985359581,1.1299709853595807,1.1186634552454744,1.107355925131368,1.096048395017261,1.0847408649031547,1.0847408649031547,1.0746637796473928,1.0645866943916316,1.0545096091358697,1.0444325238801078,1.0444325238801078,1.0350784675842957,1.0257244112884831,1.0163703549926708,1.0070162986968587,1.0070162986968585]
["R124",84,84,{"$error":"#N/A"},{"$error":"#N/A"},{"$error":"#N/A"},{"$error":"#N/A"},{"$error":"#N/A"},{"$error":"#N/A"},{"$error":"#N/A"},{"$error":"#N/A"},{"$error":"#N/A"},{"$error":"#N/A"},{"$error":"#N/A"},{"$error":"#N/A"},{"$error":"#N/A"},{"$error":"#N/A"},{"$error":"#N/A"},{"$error":"#N/A"},{"$error":"#N/A"},{"$error":"#N/A"},{"$error":"#N/A"},{"$error":"#N/A"},{"$error":"#N/A"},{"$error":"#N/A"},{"$error":"#N/A"},{"$error":"#N/A"},{"$error":"#N/A"},{"$error":"#N/A"},{"$error":"#N/A"},{"$error":"#N/A"},{"$error":"#N/A"},{"$error":"#N/A"},{"$error":"#N/A"},{"$error":"#N/A"},{"$error":"#N/A"},{"$error":"#N/A"},{"$error":"#N/A"},{"$error":"#N/A"},{"$error":"#N/A"},{"$error":"#N/A"},{"$error":"#N/A"},{"$error":"#N/A"},{"$error":"#N/A"},{"$error":"#N/A"},{"$error":"#N/A"},{"$error":"#N/A"},{"$error":"#N/A"},{"$error":"#N/A"},{"$error":"#N/A"},{"$error":"#N/A"},{"$error":"#N/A"},{"$error":"#N/A"},{"$error":"#N/A"},{"$error":"#N/A"},{"$error":"#N/A"},{"$error":"#N/A"},{"$error":"#N/A"},{"$error":"#N/A"},{"$error":"#N/A"},{"$error":"#N/A"},{"$error":"#N/A"},{"$error":"#N/A"},{"$error":"#N/A"},{"$error":"#N/A"},{"$error":"#N/A"},{"$error":"#N/A"},{"$error":"#N/A"},{"$error":"#N/A"},{"$error":"#N/A"},{"$error":"#N/A"},{"$error":"#N/A"},{"$error":"#N/A"},{"$error":"#N/A"},{"$error":"#N/A"},{"$error":"#N/A"},{"$error":"#N/A"},{"$error":"#N/A"},{"$error":"#N/A"},{"$error":"#N/A"},{"$error":"#N/A"},{"$error":"#N/A"},{"$error":"#N/A"},{"$error":"#N/A"},{"$error":"#N/A"},{"$error":"#N/A"},{"$error":"#N/A"},{"$error":"#N/A"},{"$error":"#N/A"},{"$error":"#N/A"},{"$error":"#N/A"},{"$error":"#N/A"},{"$error":"#N/A"},{"$error":"#N/A"},{"$error":"#N/A"},{"$error":"#N/A"},{"$error":"#N/A"},{"$error":"#N/A"},{"$error":"#N/A"},{"$error":"#N/A"},{"$error":"#N/A"},{"$error":"#N/A"},{"$error":"#N/A"},1.2505591634160169,1.2403244871646872,1.2241973809653617,1.213070274766036,1.2050000000000001,1.1951620144302493,1.186307635357589,1.1736363371944276,1.1609650390312667,1.1482937408681053,1.1444768217776049,1.1332382800861671,1.1219997383947298,1.1107611967032924,1.0995226550118551,1.0995226550118549,1.088765894360213,1.0780091337085711,1.0672523730569288,1.0564956124052869,1.0564956124052869,1.0468929254505848,1.0372902384958831,1.027687551541181,1.0180848645864788,1.0180848645864788,1.0091572205150474,1.0002295764436155,0.99130193237218411,0.98237428830075268,0.98237428830075257]
["R124",85,85,{"$error":"#N/A"},{"$error":"#N/A"},{"$error":"#N/A"},{"$error":"#N/A"},{"$error":"#N/A"},{"$error":"#N/A"},{"$error":"#N/A"},{"$error":"#N/A"},{"$error":"#N/A"},{"$error":"#N/A"},{"$error":"#N/A"},{"$error":"#N/A"},{"$error":"#N/A"},{"$error":"#N/A"},{"$error":"#N/A"},{"$error":"#N/A"},{"$error":"#N/A"},{"$error":"#N/A"},{"$error":"#N/A"},{"$error":"#N/A"},{"$error":"#N/A"},{"$error":"#N/A"},{"$error":"#N/A"},{"$error":"#N/A"},{"$error":"#N/A"},{"$error":"#N/A"},{"$error":"#N/A"},{"$error":"#N/A"},{"$error":"#N/A"},{"$error":"#N/A"},{"$error":"#N/A"},{"$error":"#N/A"},{"$error":"#N/A"},{"$error":"#N/A"},{"$error":"#N/A"},{"$error":"#N/A"},{"$error":"#N/A"},{"$error":"#N/A"},{"$error":"#N/A"},{"$error":"#N/A"},{"$error":"#N/A"},{"$error":"#N/A"},{"$error":"#N/A"},{"$error":"#N/A"},{"$error":"#N/A"},{"$error":"#N/A"},{"$error":"#N/A"},{"$error":"#N/A"},{"$error":"#N/A"},{"$error":"#N/A"},{"$error":"#N/A"},{"$error":"#N/A"},{"$error":"#N/A"},{"$error":"#N/A"},{"$error":"#N/A"},{"$error":"#N/A"},{"$error":"#N/A"},{"$error":"#N/A"},{"$error":"#N/A"},{"$error":"#N/A"},{"$error":"#N/A"},{"$error":"#N/A"},{"$error":"#N/A"},{"$error":"#N/A"},{"$error":"#N/A"},{"$error":"#N/A"},{"$error":"#N/A"},{"$error":"#N/A"},{"$error":"#N/A"},{"$error":"#N/A"},{"$error":"#N/A"},{"$error":"#N/A"},{"$error":"#N/A"},{"$error":"#N/A"},{"$error":"#N/A"},{"$error":"#N/A"},{"$error":"#N/A"},{"$error":"#N/A"},{"$error":"#N/A"},{"$error":"#N/A"},{"$error":"#N/A"},{"$error":"#N/A"},{"$error":"#N/A"},{"$error":"#N/A"},{"$error":"#N/A"},{"$error":"#N/A"},{"$error":"#N/A"},{"$error":"#N/A"},{"$error":"#N/A"},{"$error":"#N/A"},{"$error":"#N/A"},{"$error":"#N/A"},{"$error":"#N/A"},{"$error":"#N/A"},{"$error":"#N/A"},{"$error":"#N/A"},{"$error":"#N/A"},{"$error":"#N/A"},{"$error":"#N/A"},{"$error":"#N/A"},1.3282151401040081,1.32,1.3,1.29,1.28,1.2664376917270772,1.26,1.2459284700919213,1.2318569401838426,1.2177854102757639,1.2101515720947624,1.1977185079978985,1.1852854439010345,1.1728523798041706,1.1604193157073066,1.1604193157073066,1.1485610161307356,1.1367027165541645,1.1248444169775935,1.1129861174010225,1.1129861174010225,1.102434633844201,1.0918831502873796,1.0813316667305581,1.0707801831737367,1.0707801831737367,1.0609997146535437,1.0512192461333507,1.0414387776131577,1.0316583090929647,1.0316583090929643]
["R124",86,86,{"$error":"#N/A"},{"$error":"#N/A"},{"$error":"#N/A"},{"$error":"#N/A"},{"$error":"#N/A"},{"$error":"#N/A"},{"$error":"#N/A"},{"$error":"#N/A"},{"$error":"#N/A"},{"$error":"#N/A"},{"$error":"#N/A"},{"$error":"#N/A"},{"$error":"#N/A"},{"$error":"#N/A"},{"$error":"#N/A"},{"$error":"#N/A"},{"$error":"#N/A"},{"$error":"#N/A"},{"$error":"#N/A"},{"$error":"#N/A"},{"$error":"#N/A"},{"$error":"#N/A"},{"$error":"#N/A"},{"$error":"#N/A"},{"$error":"#N/A"},{"$error":"#N/A"},{"$error":"#N/A"},{"$error":"#N/A"},{"$error":"#N/A"},{"$error":"#N/A"},{"$error":"#N/A"},{"$error":"#N/A"},{"$error":"#N/A"},{"$error":"#N/A"},{"$error":"#N/A"},{"$error":"#N/A"},{"$error":"#N/A"},{"$error":"#N/A"},{"$error":"#N/A"},{"$error":"#N/A"},{"$error":"#N/A"},{"$error":"#N/A"},{"$error":"#N/A"},{"$error":"#N/A"},{"$error":"#N/A"},{"$error":"#N/A"},{"$error":"#N/A"},{"$error":"#N/A"},{"$error":"#N/A"},{"$error":"#N/A"},{"$error":"#N/A"},{"$error":"#N/A"},{"$error":"#N/A"},{"$error":"#N/A"},{"$error":"#N/A"},{"$error":"#N/A"},{"$error":"#N/A"},{"$error":"#N/A"},{"$error":"#N/A"},{"$error":"#N/A"},{"$error":"#N/A"},{"$error":"#N/A"},{"$error":"#N/A"},{"$error":"#N/A"},{"$error":"#N/A"},{"$error":"#N/A"},{"$error":"#N/A"},{"$error":"#N/A"},{"$error":"#N/A"},{"$error":"#N/A"},{"$error":"#N/A"},{"$error":"#N/A"},{"$error":"#N/A"},{"$error":"#N/A"},{"$error":"#N/A"},{"$error":"#N/A"},{"$error":"#N/A"},{"$error":"#N/A"},{"$error":"#N/A"},{"$error":"#N/A"},{"$error":"#N/A"},{"$error":"#N/A"},{"$error":"#N/A"},{"$error":"#N/A"},{"$error":"#N/A"},{"$error":"#N/A"},{"$error":"#N/A"},{"$error":"#N/A"},{"$error":"#N/A"},{"$error":"#N/A"},{"$error":"#N/A"},{"$error":"#N/A"},{"$error":"#N/A"},{"$error":"#N/A"},{"$error":"#N/A"},{"$error":"#N/A"},{"$error":"#N/A"},{"$error":"#N/A"},{"$error":"#N/A"},{"$error":"#N/A"},1.3795467486197335,1.37,1.3499554553481352,1.3374109106962702,1.3248663660444053,1.3130354837295759,1.3025,1.289446352568941,1.2738927051378819,1.2608390577068229,1.2526605332586263,1.2407888809984238,1.228964082925776,1.2156715399370019,1.20281448678048,1.1994903613035304,1.1889207620980518,1.1762803201446292,1.163639878191207,1.1509994362377847,1.148928593489841,1.1393259753831508,1.1281089736396566,1.1168919718961623,1.105674970152668,1.1040605865158641,1.0936884873205399,1.0833163881252159,1.0729442889298917,1.0625721897345675,1.0625721897345672]
["R124",87,87,{"$error":"#N/A"},{"$error":"#N/A"},{"$error":"#N/A"},{"$error":"#N/A"},{"$error":"#N/A"},{"$error":"#N/A"},{"$error":"#N/A"},{"$error":"#N/A"},{"$error":"#N/A"},{"$error":"#N/A"},{"$error":"#N/A"},{"$error":"#N/A"},{"$error":"#N/A"},{"$error":"#N/A"},{"$error":"#N/A"},{"$error":"#N/A"},{"$error":"#N/A"},{"$error":"#N/A"},{"$error":"#N/A"},{"$error":"#N/A"},{"$error":"#N/A"},{"$error":"#N/A"},{"$error":"#N/A"},{"$error":"#N/A"},{"$error":"#N/A"},{"$error":"#N/A"},{"$error":"#N/A"},{"$error":"#N/A"},{"$error":"#N/A"},{"$error":"#N/A"},{"$error":"#N/A"},{"$error":"#N/A"},{"$error":"#N/A"},{"$error":"#N/A"},{"$error":"#N/A"},{"$error":"#N/A"},{"$error":"#N/A"},{"$error":"#N/A"},{"$error":"#N/A"},{"$error":"#N/A"},{"$error":"#N/A"},{"$error":"#N/A"},{"$error":"#N/A"},{"$error":"#N/A"},{"$error":"#N/A"},{"$error":"#N/A"},{"$error":"#N/A"},{"$error":"#N/A"},{"$error":"#N/A"},{"$error":"#N/A"},{"$error":"#N/A"},{"$error":"#N/A"},{"$error":"#N/A"},{"$error":"#N/A"},{"$error":"#N/A"},{"$error":"#N/A"},{"$error":"#N/A"},{"$error":"#N/A"},{"$error":"#N/A"},{"$error":"#N/A"},{"$error":"#N/A"},{"$error":"#N/A"},{"$error":"#N/A"},{"$error":"#N/A"},{"$error":"#N/A"},{"$error":"#N/A"},{"$error":"#N/A"},{"$error":"#N/A"},{"$error":"#N/A"},{"$error":"#N/A"},{"$error":"#N/A"},{"$error":"#N/A"},{"$error":"#N/A"},{"$error":"#N/A"},{"$error":"#N/A"},{"$error":"#N/A"},{"$error":"#N/A"},{"$error":"#N/A"},{"$error":"#N/A"},{"$error":"#N/A"},{"$error":"#N/A"},{"$error":"#N/A"},{"$error":"#N/A"},{"$error":"#N/A"},{"$error":"#N/A"},{"$error":"#N/A"},{"$error":"#N/A"},{"$error":"#N/A"},{"$error":"#N/A"},{"$error":"#N/A"},{"$error":"#N/A"},{"$error":"#N/A"},{"$error":"#N/A"},{"$error":"#N/A"},{"$error":"#N/A"},{"$error":"#N/A"},{"$error":"#N/A"},{"$error":"#N/A"},{"$error":"#N/A"},{"$error":"#N/A"},1.4308783571354589,1.42,1.3999109106962704,1.3848218213925403,1.3697327320888106,1.3596332757320746,1.345,1.3329642350459607,1.3159284700919212,1.3038927051378819,1.2951694944224901,1.2838592539989491,1.2726427219505174,1.2584907000698333,1.2452096578536533,1.2385614068997541,1.2292805080653679,1.2158579237350939,1.2024353394048204,1.1890127550745468,1.1848710695786595,1.1762173169221006,1.1643347969919335,1.1524522770617665,1.1405697571315994,1.1373409898579916,1.1263772599875361,1.1154135301170811,1.1044498002466256,1.0934860703761702,1.0934860703761702]
["R124",88,88,{"$error":"#N/A"},{"$error":"#N/A"},{"$error":"#N/A"},{"$error":"#N/A"},{"$error":"#N/A"},{"$error":"#N/A"},{"$error":"#N/A"},{"$error":"#N/A"},{"$error":"#N/A"},{"$error":"#N/A"},{"$error":"#N/A"},{"$error":"#N/A"},{"$error":"#N/A"},{"$error":"#N/A"},{"$error":"#N/A"},{"$error":"#N/A"},{"$error":"#N/A"},{"$error":"#N/A"},{"$error":"#N/A"},{"$error":"#N/A"},{"$error":"#N/A"},{"$error":"#N/A"},{"$error":"#N/A"},{"$error":"#N/A"},{"$error":"#N/A"},{"$error":"#N/A"},{"$error":"#N/A"},{"$error":"#N/A"},{"$error":"#N/A"},{"$error":"#N/A"},{"$error":"#N/A"},{"$error":"#N/A"},{"$error":"#N/A"},{"$error":"#N/A"},{"$error":"#N/A"},{"$error":"#N/A"},{"$error":"#N/A"},{"$error":"#N/A"},{"$error":"#N/A"},{"$error":"#N/A"},{"$error":"#N/A"},{"$error":"#N/A"},{"$error":"#N/A"},{"$error":"#N/A"},{"$error":"#N/A"},{"$error":"#N/A"},{"$error":"#N/A"},{"$error":"#N/A"},{"$error":"#N/A"},{"$error":"#N/A"},{"$error":"#N/A"},{"$error":"#N/A"},{"$error":"#N/A"},{"$error":"#N/A"},{"$error":"#N/A"},{"$error":"#N/A"},{"$error":"#N/A"},{"$error":"#N/A"},{"$error":"#N/A"},{"$error":"#N/A"},{"$error":"#N/A"},{"$error":"#N/A"},{"$error":"#N/A"},{"$error":"#N/A"},{"$error":"#N/A"},{"$error":"#N/A"},{"$error":"#N/A"},{"$error":"#N/A"},{"$error":"#N/A"},{"$error":"#N/A"},{"$error":"#N/A"},{"$error":"#N/A"},{"$error":"#N/A"},{"$error":"#N/A"},{"$error":"#N/A"},{"$error":"#N/A"},{"$error":"#N/A"},{"$error":"#N/A"},{"$error":"#N/A"},{"$error":"#N/A"},{"$error":"#N/A"},{"$error":"#N/A"},{"$error":"#N/A"},{"$error":"#N/A"},{"$error":"#N/A"},{"$error":"#N/A"},{"$error":"#N/A"},{"$error":"#N/A"},{"$error":"#N/A"},{"$error":"#N/A"},{"$error":"#N/A"},{"$error":"#N/A"},{"$error":"#N/A"},{"$error":"#N/A"},{"$error":"#N/A"},{"$error":"#N/A"},{"$error":"#N/A"},{"$error":"#N/A"},{"$error":"#N/A"},{"$error":"#N/A"},1.4822099656511842,1.47,1.4498663660444056,1.4322327320888104,1.4145990981332159,1.4062310677345733,1.3875,1.3764821175229804,1.3579642350459604,1.3469463525689409,1.3376784555863539,1.3269296269994744,1.3163213609752589,1.3013098602026647,1.2876048289268267,1.2776324524959779,1.2696402540326841,1.2554355273255586,1.2412308006184338,1.227026073911309,1.220813545667478,1.2131086584610504,1.2005606203442105,1.1880125822273706,1.1754645441105307,1.170621393200119,1.1590660326545323,1.1475106721089463,1.1359553115633596,1.1243999510177729,1.1243999510177731]
["R124",89,89,{"$error":"#N/A"},{"$error":"#N/A"},{"$error":"#N/A"},{"$error":"#N/A"},{"$error":"#N/A"},{"$error":"#N/A"},{"$error":"#N/A"},{"$error":"#N/A"},{"$error":"#N/A"},{"$error":"#N/A"},{"$error":"#N/A"},{"$error":"#N/A"},{"$error":"#N/A"},{"$error":"#N/A"},{"$error":"#N/A"},{"$error":"#N/A"},{"$error":"#N/A"},{"$error":"#N/A"},{"$error":"#N/A"},{"$error":"#N/A"},{"$error":"#N/A"},{"$error":"#N/A"},{"$error":"#N/A"},{"$error":"#N/A"},{"$error":"#N/A"},{"$error":"#N/A"},{"$error":"#N/A"},{"$error":"#N/A"},{"$error":"#N/A"},{"$error":"#N/A"},{"$error":"#N/A"},{"$error":"#N/A"},{"$error":"#N/A"},{"$error":"#N/A"},{"$error":"#N/A"},{"$error":"#N/A"},{"$error":"#N/A"},{"$error":"#N/A"},{"$error":"#N/A"},{"$error":"#N/A"},{"$error":"#N/A"},{"$error":"#N/A"},{"$error":"#N/A"},{"$error":"#N/A"},{"$error":"#N/A"},{"$error":"#N/A"},{"$error":"#N/A"},{"$error":"#N/A"},{"$error":"#N/A"},{"$error":"#N/A"},{"$error":"#N/A"},{"$error":"#N/A"},{"$error":"#N/A"},{"$error":"#N/A"},{"$error":"#N/A"},{"$error":"#N/A"},{"$error":"#N/A"},{"$error":"#N/A"},{"$error":"#N/A"},{"$error":"#N/A"},{"$error":"#N/A"},{"$error":"#N/A"},{"$error":"#N/A"},{"$error":"#N/A"},{"$error":"#N/A"},{"$error":"#N/A"},{"$error":"#N/A"},{"$error":"#N/A"},{"$error":"#N/A"},{"$error":"#N/A"},{"$error":"#N/A"},{"$error":"#N/A"},{"$error":"#N/A"},{"$error":"#N/A"},{"$error":"#N/A"},{"$error":"#N/A"},{"$error":"#N/A"},{"$error":"#N/A"},{"$error":"#N/A"},{"$error":"#N/A"},{"$error":"#N/A"},{"$error":"#N/A"},{"$error":"#N/A"},{"$error":"#N/A"},{"$error":"#N/A"},{"$error":"#N/A"},{"$error":"#N/A"},{"$error":"#N/A"},{"$error":"#N/A"},{"$error":"#N/A"},{"$error":"#N/A"},{"$error":"#N/A"},{"$error":"#N/A"},{"$error":"#N/A"},{"$error":"#N/A"},{"$error":"#N/A"},{"$error":"#N/A"},{"$error":"#N/A"},{"$error":"#N/A"},{"$error":"#N/A"},1.4308783571354589,1.42,1.3999109106962704,1.3848218213925403,1.3697327320888106,1.3596332757320746,1.345,1.3329642350459607,1.3159284700919212,1.3038927051378819,1.2951694944224901,1.2838592539989491,1.2726427219505174,1.2584907000698333,1.2452096578536533,1.2385614068997541,1.2292805080653679,1.2158579237350939,1.2024353394048204,1.1890127550745468,1.1848710695786595,1.1762173169221006,1.1643347969919335,1.1524522770617665,1.1405697571315994,1.1373409898579916,1.1263772599875361,1.1154135301170811,1.1044498002466256,1.0934860703761702,1.0934860703761702]
["R124",90,90,{"$error":"#N/A"},{"$error":"#N/A"},{"$error":"#N/A"},{"$error":"#N/A"},{"$error":"#N/A"},{"$error":"#N/A"},{"$error":"#N/A"},{"$error":"#N/A"},{"$error":"#N/A"},{"$error":"#N/A"},{"$error":"#N/A"},{"$error":"#N/A"},{"$error":"#N/A"},{"$error":"#N/A"},{"$error":"#N/A"},{"$error":"#N/A"},{"$error":"#N/A"},{"$error":"#N/A"},{"$error":"#N/A"},{"$error":"#N/A"},{"$error":"#N/A"},{"$error":"#N/A"},{"$error":"#N/A"},{"$error":"#N/A"},{"$error":"#N/A"},{"$error":"#N/A"},{"$error":"#N/A"},{"$error":"#N/A"},{"$error":"#N/A"},{"$error":"#N/A"},{"$error":"#N/A"},{"$error":"#N/A"},{"$error":"#N/A"},{"$error":"#N/A"},{"$error":"#N/A"},{"$error":"#N/A"},{"$error":"#N/A"},{"$error":"#N/A"},{"$error":"#N/A"},{"$error":"#N/A"},{"$error":"#N/A"},{"$error":"#N/A"},{"$error":"#N/A"},{"$error":"#N/A"},{"$error":"#N/A"},{"$error":"#N/A"},{"$error":"#N/A"},{"$error":"#N/A"},{"$error":"#N/A"},{"$error":"#N/A"},{"$error":"#N/A"},{"$error":"#N/A"},{"$error":"#N/A"},{"$error":"#N/A"},{"$error":"#N/A"},{"$error":"#N/A"},{"$error":"#N/A"},{"$error":"#N/A"},{"$error":"#N/A"},{"$error":"#N/A"},{"$error":"#N/A"},{"$error":"#N/A"},{"$error":"#N/A"},{"$error":"#N/A"},{"$error":"#N/A"},{"$error":"#N/A"},{"$error":"#N/A"},{"$error":"#N/A"},{"$error":"#N/A"},{"$error":"#N/A"},{"$error":"#N/A"},{"$error":"#N/A"},{"$error":"#N/A"},{"$error":"#N/A"},{"$error":"#N/A"},{"$error":"#N/A"},{"$error":"#N/A"},{"$error":"#N/A"},{"$error":"#N/A"},{"$error":"#N/A"},{"$error":"#N/A"},{"$error":"#N/A"},{"$error":"#N/A"},{"$error":"#N/A"},{"$error":"#N/A"},{"$error":"#N/A"},{"$error":"#N/A"},{"$error":"#N/A"},{"$error":"#N/A"},{"$error":"#N/A"},{"$error":"#N/A"},{"$error":"#N/A"},{"$error":"#N/A"},{"$error":"#N/A"},{"$error":"#N/A"},{"$error":"#N/A"},{"$error":"#N/A"},{"$error":"#N/A"},{"$error":"#N/A"},{"$error":"#N/A"},1.5335415741669096,1.52,1.4998218213925405,1.479643642785081,1.4594654641776215,1.4528288597370718,1.43,1.42,1.4,1.39,1.3801874167502179,1.37,1.36,1.3441290203354961,1.33,1.3167034980922014,1.31,1.2950131309160238,1.2800262618320475,1.2650393927480712,1.2567560217562961,1.25,1.2367864436964875,1.223572887392975,1.2103593310894625,1.2039017965422465,1.1917548053215288,1.1796078141008111,1.1674608228800933,1.1553138316593756,1.1553138316593758]
["R124",91,91,{"$error":"#N/A"},{"$error":"#N/A"},{"$error":"#N/A"},{"$error":"#N/A"},{"$error":"#N/A"},{"$error":"#N/A"},{"$error":"#N/A"},{"$error":"#N/A"},{"$error":"#N/A"},{"$error":"#N/A"},{"$error":"#N/A"},{"$error":"#N/A"},{"$error":"#N/A"},{"$error":"#N/A"},{"$error":"#N/A"},{"$error":"#N/A"},{"$error":"#N/A"},{"$error":"#N/A"},{"$error":"#N/A"},{"$error":"#N/A"},{"$error":"#N/A"},{"$error":"#N/A"},{"$error":"#N/A"},{"$error":"#N/A"},{"$error":"#N/A"},{"$error":"#N/A"},{"$error":"#N/A"},{"$error":"#N/A"},{"$error":"#N/A"},{"$error":"#N/A"},{"$error":"#N/A"},{"$error":"#N/A"},{"$error":"#N/A"},{"$error":"#N/A"},{"$error":"#N/A"},{"$error":"#N/A"},{"$error":"#N/A"},{"$error":"#N/A"},{"$error":"#N/A"},{"$error":"#N/A"},{"$error":"#N/A"},{"$error":"#N/A"},{"$error":"#N/A"},{"$error":"#N/A"},{"$error":"#N/A"},{"$error":"#N/A"},{"$error":"#N/A"},{"$error":"#N/A"},{"$error":"#N/A"},{"$error":"#N/A"},{"$error":"#N/A"},{"$error":"#N/A"},{"$error":"#N/A"},{"$error":"#N/A"},{"$error":"#N/A"},{"$error":"#N/A"},{"$error":"#N/A"},{"$error":"#N/A"},{"$error":"#N/A"},{"$error":"#N/A"},{"$error":"#N/A"},{"$error":"#N/A"},{"$error":"#N/A"},{"$error":"#N/A"},{"$error":"#N/A"},{"$error":"#N/A"},{"$error":"#N/A"},{"$error":"#N/A"},{"$error":"#N/A"},{"$error":"#N/A"},{"$error":"#N/A"},{"$error":"#N/A"},{"$error":"#N/A"},{"$error":"#N/A"},{"$error":"#N/A"},{"$error":"#N/A"},{"$error":"#N/A"},{"$error":"#N/A"},{"$error":"#N/A"},{"$error":"#N/A"},{"$error":"#N/A"},{"$error":"#N/A"},{"$error":"#N/A"},{"$error":"#N/A"},{"$error":"#N/A"},{"$error":"#N/A"},{"$error":"#N/A"},{"$error":"#N/A"},{"$error":"#N/A"},{"$error":"#N/A"},{"$error":"#N/A"},{"$error":"#N/A"},{"$error":"#N/A"},{"$error":"#N/A"},{"$error":"#N/A"},{"$error":"#N/A"},{"$error":"#N/A"},{"$error":"#N/A"},{"$error":"#N/A"},{"$error":"#N/A"},1.6054672762791036,1.59,1.5679226238448902,1.5458452476897804,1.524599098133216,1.5171577716586644,1.4938908437183021,1.4802455605807434,1.4591002774431847,1.4475,1.4380955568682896,1.4251632701586165,1.4123715460116069,1.3951765871162192,1.3825000000000001,1.3693157212867386,1.3593572551271391,1.3431862607237082,1.3270152663202774,1.3137795445610534,1.3046317436730153,1.2952695834020997,1.2810642722207719,1.2668589610394441,1.2552694983170969,1.2478104989477041,1.2363161039911466,1.2247058605756083,1.21059561716007,1.1989853737445317,1.1957455788231224]
["R124",92,92,{"$error":"#N/A"},{"$error":"#N/A"},{"$error":"#N/A"},{"$error":"#N/A"},{"$error":"#N/A"},{"$error":"#N/A"},{"$error":"#N/A"},{"$error":"#N/A"},{"$error":"#N/A"},{"$error":"#N/A"},{"$error":"#N/A"},{"$error":"#N/A"},{"$error":"#N/A"},{"$error":"#N/A"},{"$error":"#N/A"},{"$error":"#N/A"},{"$error":"#N/A"},{"$error":"#N/A"},{"$error":"#N/A"},{"$error":"#N/A"},{"$error":"#N/A"},{"$error":"#N/A"},{"$error":"#N/A"},{"$error":"#N/A"},{"$error":"#N/A"},{"$error":"#N/A"},{"$error":"#N/A"},{"$error":"#N/A"},{"$error":"#N/A"},{"$error":"#N/A"},{"$error":"#N/A"},{"$error":"#N/A"},{"$error":"#N/A"},{"$error":"#N/A"},{"$error":"#N/A"},{"$error":"#N/A"},{"$error":"#N/A"},{"$error":"#N/A"},{"$error":"#N/A"},{"$error":"#N/A"},{"$error":"#N/A"},{"$error":"#N/A"},{"$error":"#N/A"},{"$error":"#N/A"},{"$error":"#N/A"},{"$error":"#N/A"},{"$error":"#N/A"},{"$error":"#N/A"},{"$error":"#N/A"},{"$error":"#N/A"},{"$error":"#N/A"},{"$error":"#N/A"},{"$error":"#N/A"},{"$error":"#N/A"},{"$error":"#N/A"},{"$error":"#N/A"},{"$error":"#N/A"},{"$error":"#N/A"},{"$error":"#N/A"},{"$error":"#N/A"},{"$error":"#N/A"},{"$error":"#N/A"},{"$error":"#N/A"},{"$error":"#N/A"},{"$error":"#N/A"},{"$error":"#N/A"},{"$error":"#N/A"},{"$error":"#N/A"},{"$error":"#N/A"},{"$error":"#N/A"},{"$error":"#N/A"},{"$error":"#N/A"},{"$error":"#N/A"},{"$error":"#N/A"},{"$error":"#N/A"},{"$error":"#N/A"},{"$error":"#N/A"},{"$error":"#N/A"},{"$error":"#N/A"},{"$error":"#N/A"},{"$error":"#N/A"},{"$error":"#N/A"},{"$error":"#N/A"},{"$error":"#N/A"},{"$error":"#N/A"},{"$error":"#N/A"},{"$error":"#N/A"},{"$error":"#N/A"},{"$error":"#N/A"},{"$error":"#N/A"},{"$error":"#N/A"},{"$error":"#N/A"},{"$error":"#N/A"},{"$error":"#N/A"},{"$error":"#N/A"},{"$error":"#N/A"},{"$error":"#N/A"},{"$error":"#N/A"},{"$error":"#N/A"},{"$error":"#N/A"},1.6773929783912975,1.66,1.63602342629724,1.6120468525944798,1.5897327320888106,1.581486683580257,1.5577816874366042,1.5404911211614869,1.5182005548863695,1.5049999999999999,1.4960036969863613,1.480326540317233,1.4647430920232136,1.4462241538969423,1.4350000000000001,1.4219279444812758,1.4087145102542782,1.3913593905313926,1.3740042708085074,1.3625196963740356,1.3525074655897344,1.3405391668041995,1.3253421007450563,1.3101450346859131,1.3001796655447313,1.2917192013531618,1.2808774026607643,1.2698039070504055,1.2537304114400467,1.2426569158296878,1.2361773259868691]
["R124",93,93,{"$error":"#N/A"},{"$error":"#N/A"},{"$error":"#N/A"},{"$error":"#N/A"},{"$error":"#N/A"},{"$error":"#N/A"},{"$error":"#N/A"},{"$error":"#N/A"},{"$error":"#N/A"},{"$error":"#N/A"},{"$error":"#N/A"},{"$error":"#N/A"},{"$error":"#N/A"},{"$error":"#N/A"},{"$error":"#N/A"},{"$error":"#N/A"},{"$error":"#N/A"},{"$error":"#N/A"},{"$error":"#N/A"},{"$error":"#N/A"},{"$error":"#N/A"},{"$error":"#N/A"},{"$error":"#N/A"},{"$error":"#N/A"},{"$error":"#N/A"},{"$error":"#N/A"},{"$error":"#N/A"},{"$error":"#N/A"},{"$error":"#N/A"},{"$error":"#N/A"},{"$error":"#N/A"},{"$error":"#N/A"},{"$error":"#N/A"},{"$error":"#N/A"},{"$error":"#N/A"},{"$error":"#N/A"},{"$error":"#N/A"},{"$error":"#N/A"},{"$error":"#N/A"},{"$error":"#N/A"},{"$error":"#N/A"},{"$error":"#N/A"},{"$error":"#N/A"},{"$error":"#N/A"},{"$error":"#N/A"},{"$error":"#N/A"},{"$error":"#N/A"},{"$error":"#N/A"},{"$error":"#N/A"},{"$error":"#N/A"},{"$error":"#N/A"},{"$error":"#N/A"},{"$error":"#N/A"},{"$error":"#N/A"},{"$error":"#N/A"},{"$error":"#N/A"},{"$error":"#N/A"},{"$error":"#N/A"},{"$error":"#N/A"},{"$error":"#N/A"},{"$error":"#N/A"},{"$error":"#N/A"},{"$error":"#N/A"},{"$error":"#N/A"},{"$error":"#N/A"},{"$error":"#N/A"},{"$error":"#N/A"},{"$error":"#N/A"},{"$error":"#N/A"},{"$error":"#N/A"},{"$error":"#N/A"},{"$error":"#N/A"},{"$error":"#N/A"},{"$error":"#N/A"},{"$error":"#N/A"},{"$error":"#N/A"},{"$error":"#N/A"},{"$error":"#N/A"},{"$error":"#N/A"},{"$error":"#N/A"},{"$error":"#N/A"},{"$error":"#N/A"},{"$error":"#N/A"},{"$error":"#N/A"},{"$error":"#N/A"},{"$error":"#N/A"},{"$error":"#N/A"},{"$error":"#N/A"},{"$error":"#N/A"},{"$error":"#N/A"},{"$error":"#N/A"},{"$error":"#N/A"},{"$error":"#N/A"},{"$error":"#N/A"},{"$error":"#N/A"},{"$error":"#N/A"},{"$error":"#N/A"},{"$error":"#N/A"},{"$error":"#N/A"},{"$error":"#N/A"},1.7493186805034915,1.73,1.7041242287495897,1.6782484574991792,1.6548663660444052,1.6458155955018496,1.6216725311549063,1.6007366817422304,1.5773008323295543,1.5625,1.5539118371044329,1.5354898104758494,1.5171146380348204,1.4972717206776653,1.4875,1.474540167675813,1.4580717653814173,1.439532520339077,1.4209932752967374,1.4112598481870178,1.4003831875064536,1.3858087502062992,1.3696199292693407,1.3534311083323822,1.3450898327723657,1.3356279037586194,1.3254387013303821,1.3149019535252027,1.2968652057200234,1.286328457914844,1.2766090731506159]
["R124",94,94,{"$error":"#N/A"},{"$error":"#N/A"},{"$error":"#N/A"},{"$error":"#N/A"},{"$error":"#N/A"},{"$error":"#N/A"},{"$error":"#N/A"},{"$error":"#N/A"},{"$error":"#N/A"},{"$error":"#N/A"},{"$error":"#N/A"},{"$error":"#N/A"},{"$error":"#N/A"},{"$error":"#N/A"},{"$error":"#N/A"},{"$error":"#N/A"},{"$error":"#N/A"},{"$error":"#N/A"},{"$error":"#N/A"},{"$error":"#N/A"},{"$error":"#N/A"},{"$error":"#N/A"},{"$error":"#N/A"},{"$error":"#N/A"},{"$error":"#N/A"},{"$error":"#N/A"},{"$error":"#N/A"},{"$error":"#N/A"},{"$error":"#N/A"},{"$error":"#N/A"},{"$error":"#N/A"},{"$error":"#N/A"},{"$error":"#N/A"},{"$error":"#N/A"},{"$error":"#N/A"},{"$error":"#N/A"},{"$error":"#N/A"},{"$error":"#N/A"},{"$error":"#N/A"},{"$error":"#N/A"},{"$error":"#N/A"},{"$error":"#N/A"},{"$error":"#N/A"},{"$error":"#N/A"},{"$error":"#N/A"},{"$error":"#N/A"},{"$error":"#N/A"},{"$error":"#N/A"},{"$error":"#N/A"},{"$error":"#N/A"},{"$error":"#N/A"},{"$error":"#N/A"},{"$error":"#N/A"},{"$error":"#N/A"},{"$error":"#N/A"},{"$error":"#N/A"},{"$error":"#N/A"},{"$error":"#N/A"},{"$error":"#N/A"},{"$error":"#N/A"},{"$error":"#N/A"},{"$error":"#N/A"},{"$error":"#N/A"},{"$error":"#N/A"},{"$error":"#N/A"},{"$error":"#N/A"},{"$error":"#N/A"},{"$error":"#N/A"},{"$error":"#N/A"},{"$error":"#N/A"},{"$error":"#N/A"},{"$error":"#N/A"},{"$error":"#N/A"},{"$error":"#N/A"},{"$error":"#N/A"},{"$error":"#N/A"},{"$error":"#N/A"},{"$error":"#N/A"},{"$error":"#N/A"},{"$error":"#N/A"},{"$error":"#N/A"},{"$error":"#N/A"},{"$error":"#N/A"},{"$error":"#N/A"},{"$error":"#N/A"},{"$error":"#N/A"},{"$error":"#N/A"},{"$error":"#N/A"},{"$error":"#N/A"},{"$error":"#N/A"},{"$error":"#N/A"},{"$error":"#N/A"},{"$error":"#N/A"},{"$error":"#N/A"},{"$error":"#N/A"},{"$error":"#N/A"},{"$error":"#N/A"},{"$error":"#N/A"},{"$error":"#N/A"},{"$error":"#N/A"},1.6773929783912975,1.66,1.63602342629724,1.6120468525944798,1.5897327320888106,1.581486683580257,1.5577816874366042,1.5404911211614869,1.5182005548863695,1.5049999999999999,1.4960036969863613,1.480326540317233,1.4647430920232136,1.4462241538969423,1.4350000000000001,1.4219279444812758,1.4087145102542782,1.3913593905313926,1.3740042708085074,1.3625196963740356,1.3525074655897344,1.3405391668041995,1.3253421007450563,1.3101450346859131,1.3001796655447313,1.2917192013531618,1.2808774026607643,1.2698039070504055,1.2537304114400467,1.2426569158296878,1.2361773259868691]
["R124",95,95,{"$error":"#N/A"},{"$error":"#N/A"},{"$error":"#N/A"},{"$error":"#N/A"},{"$error":"#N/A"},{"$error":"#N/A"},{"$error":"#N/A"},{"$error":"#N/A"},{"$error":"#N/A"},{"$error":"#N/A"},{"$error":"#N/A"},{"$error":"#N/A"},{"$error":"#N/A"},{"$error":"#N/A"},{"$error":"#N/A"},{"$error":"#N/A"},{"$error":"#N/A"},{"$error":"#N/A"},{"$error":"#N/A"},{"$error":"#N/A"},{"$error":"#N/A"},{"$error":"#N/A"},{"$error":"#N/A"},{"$error":"#N/A"},{"$error":"#N/A"},{"$error":"#N/A"},{"$error":"#N/A"},{"$error":"#N/A"},{"$error":"#N/A"},{"$error":"#N/A"},{"$error":"#N/A"},{"$error":"#N/A"},{"$error":"#N/A"},{"$error":"#N/A"},{"$error":"#N/A"},{"$error":"#N/A"},{"$error":"#N/A"},{"$error":"#N/A"},{"$error":"#N/A"},{"$error":"#N/A"},{"$error":"#N/A"},{"$error":"#N/A"},{"$error":"#N/A"},{"$error":"#N/A"},{"$error":"#N/A"},{"$error":"#N/A"},{"$error":"#N/A"},{"$error":"#N/A"},{"$error":"#N/A"},{"$error":"#N/A"},{"$error":"#N/A"},{"$error":"#N/A"},{"$error":"#N/A"},{"$error":"#N/A"},{"$error":"#N/A"},{"$error":"#N/A"},{"$error":"#N/A"},{"$error":"#N/A"},{"$error":"#N/A"},{"$error":"#N/A"},{"$error":"#N/A"},{"$error":"#N/A"},{"$error":"#N/A"},{"$error":"#N/A"},{"$error":"#N/A"},{"$error":"#N/A"},{"$error":"#N/A"},{"$error":"#N/A"},{"$error":"#N/A"},{"$error":"#N/A"},{"$error":"#N/A"},{"$error":"#N/A"},{"$error":"#N/A"},{"$error":"#N/A"},{"$error":"#N/A"},{"$error":"#N/A"},{"$error":"#N/A"},{"$error":"#N/A"},{"$error":"#N/A"},{"$error":"#N/A"},{"$error":"#N/A"},{"$error":"#N/A"},{"$error":"#N/A"},{"$error":"#N/A"},{"$error":"#N/A"},{"$error":"#N/A"},{"$error":"#N/A"},{"$error":"#N/A"},{"$error":"#N/A"},{"$error":"#N/A"},{"$error":"#N/A"},{"$error":"#N/A"},{"$error":"#N/A"},{"$error":"#N/A"},{"$error":"#N/A"},{"$error":"#N/A"},{"$error":"#N/A"},{"$error":"#N/A"},{"$error":"#N/A"},{"$error":"#N/A"},1.821244382615685,1.8,1.7722250312019394,1.7444500624038788,1.72,1.7101445074234425,1.6855633748732082,1.6609822423229739,1.6364011097727396,1.62,1.6118199772225048,1.5906530806344661,1.5694861840464274,1.5483192874583886,1.54,1.5271523908703502,1.5074290205085559,1.4877056501467616,1.4679822797849673,1.46,1.448258909423173,1.431078333608399,1.4138977577936251,1.3967171819788513,1.39,1.3795366061640773,1.37,1.36,1.34,1.33,1.3170408203143624]
["R124",96,96,{"$error":"#N/A"},{"$error":"#N/A"},{"$error":"#N/A"},{"$error":"#N/A"},{"$error":"#N/A"},{"$error":"#N/A"},{"$error":"#N/A"},{"$error":"#N/A"},{"$error":"#N/A"},{"$error":"#N/A"},{"$error":"#N/A"},{"$error":"#N/A"},{"$error":"#N/A"},{"$error":"#N/A"},{"$error":"#N/A"},{"$error":"#N/A"},{"$error":"#N/A"},{"$error":"#N/A"},{"$error":"#N/A"},{"$error":"#N/A"},{"$error":"#N/A"},{"$error":"#N/A"},{"$error":"#N/A"},{"$error":"#N/A"},{"$error":"#N/A"},{"$error":"#N/A"},{"$error":"#N/A"},{"$error":"#N/A"},{"$error":"#N/A"},{"$error":"#N/A"},{"$error":"#N/A"},{"$error":"#N/A"},{"$error":"#N/A"},{"$error":"#N/A"},{"$error":"#N/A"},{"$error":"#N/A"},{"$error":"#N/A"},{"$error":"#N/A"},{"$error":"#N/A"},{"$error":"#N/A"},{"$error":"#N/A"},{"$error":"#N/A"},{"$error":"#N/A"},{"$error":"#N/A"},{"$error":"#N/A"},{"$error":"#N/A"},{"$error":"#N/A"},{"$error":"#N/A"},{"$error":"#N/A"},{"$error":"#N/A"},{"$error":"#N/A"},{"$error":"#N/A"},{"$error":"#N/A"},{"$error":"#N/A"},{"$error":"#N/A"},{"$error":"#N/A"},{"$error":"#N/A"},{"$error":"#N/A"},{"$error":"#N/A"},{"$error":"#N/A"},{"$error":"#N/A"},{"$error":"#N/A"},{"$error":"#N/A"},{"$error":"#N/A"},{"$error":"#N/A"},{"$error":"#N/A"},{"$error":"#N/A"},{"$error":"#N/A"},{"$error":"#N/A"},{"$error":"#N/A"},{"$error":"#N/A"},{"$error":"#N/A"},{"$error":"#N/A"},{"$error":"#N/A"},{"$error":"#N/A"},{"$error":"#N/A"},{"$error":"#N/A"},{"$error":"#N/A"},{"$error":"#N/A"},{"$error":"#N/A"},{"$error":"#N/A"},{"$error":"#N/A"},{"$error":"#N/A"},{"$error":"#N/A"},{"$error":"#N/A"},{"$error":"#N/A"},{"$error":"#N/A"},{"$error":"#N/A"},{"$error":"#N/A"},{"$error":"#N/A"},{"$error":"#N/A"},{"$error":"#N/A"},{"$error":"#N/A"},{"$error":"#N/A"},{"$error":"#N/A"},{"$error":"#N/A"},{"$error":"#N/A"},{"$error":"#N/A"},{"$error":"#N/A"},{"$error":"#N/A"},1.9285970151706917,1.90238005693618,1.8712651590648863,1.8401502611935927,1.8174999999999999,1.8041374236855177,1.7768190844873781,1.7495007452892386,1.7221824060910993,1.7050000000000001,1.6948640668929595,1.6714991825413403,1.6481342981897211,1.6247694138381019,1.6125,1.6014045294864827,1.5797616118989652,1.5581186943114478,1.5364757767239303,1.5249999999999999,1.5148328591364129,1.4960786421430483,1.477324425149684,1.4585702081563197,1.45,1.4398159911629553,1.4274042021713507,1.4146448678028041,1.3943855334342574,1.385,1.3719068143014823]
["R124",97,97,{"$error":"#N/A"},{"$error":"#N/A"},{"$error":"#N/A"},{"$error":"#N/A"},{"$error":"#N/A"},{"$error":"#N/A"},{"$error":"#N/A"},{"$error":"#N/A"},{"$error":"#N/A"},{"$error":"#N/A"},{"$error":"#N/A"},{"$error":"#N/A"},{"$error":"#N/A"},{"$error":"#N/A"},{"$error":"#N/A"},{"$error":"#N/A"},{"$error":"#N/A"},{"$error":"#N/A"},{"$error":"#N/A"},{"$error":"#N/A"},{"$error":"#N/A"},{"$error":"#N/A"},{"$error":"#N/A"},{"$error":"#N/A"},{"$error":"#N/A"},{"$error":"#N/A"},{"$error":"#N/A"},{"$error":"#N/A"},{"$error":"#N/A"},{"$error":"#N/A"},{"$error":"#N/A"},{"$error":"#N/A"},{"$error":"#N/A"},{"$error":"#N/A"},{"$error":"#N/A"},{"$error":"#N/A"},{"$error":"#N/A"},{"$error":"#N/A"},{"$error":"#N/A"},{"$error":"#N/A"},{"$error":"#N/A"},{"$error":"#N/A"},{"$error":"#N/A"},{"$error":"#N/A"},{"$error":"#N/A"},{"$error":"#N/A"},{"$error":"#N/A"},{"$error":"#N/A"},{"$error":"#N/A"},{"$error":"#N/A"},{"$error":"#N/A"},{"$error":"#N/A"},{"$error":"#N/A"},{"$error":"#N/A"},{"$error":"#N/A"},{"$error":"#N/A"},{"$error":"#N/A"},{"$error":"#N/A"},{"$error":"#N/A"},{"$error":"#N/A"},{"$error":"#N/A"},{"$error":"#N/A"},{"$error":"#N/A"},{"$error":"#N/A"},{"$error":"#N/A"},{"$error":"#N/A"},{"$error":"#N/A"},{"$error":"#N/A"},{"$error":"#N/A"},{"$error":"#N/A"},{"$error":"#N/A"},{"$error":"#N/A"},{"$error":"#N/A"},{"$error":"#N/A"},{"$error":"#N/A"},{"$error":"#N/A"},{"$error":"#N/A"},{"$error":"#N/A"},{"$error":"#N/A"},{"$error":"#N/A"},{"$error":"#N/A"},{"$error":"#N/A"},{"$error":"#N/A"},{"$error":"#N/A"},{"$error":"#N/A"},{"$error":"#N/A"},{"$error":"#N/A"},{"$error":"#N/A"},{"$error":"#N/A"},{"$error":"#N/A"},{"$error":"#N/A"},{"$error":"#N/A"},{"$error":"#N/A"},{"$error":"#N/A"},{"$error":"#N/A"},{"$error":"#N/A"},{"$error":"#N/A"},{"$error":"#N/A"},{"$error":"#N/A"},{"$error":"#N/A"},2.0359496477256984,2.0047601138723596,1.9703052869278332,1.9358504599833066,1.915,1.8981303399475928,1.8680747941015481,1.8380192482555033,1.807963702409459,1.79,1.7779081565634143,1.7523452844482146,1.7267824123330149,1.7012195402178152,1.6850000000000001,1.6756566681026153,1.6520942032893746,1.628531738476134,1.6049692736628933,1.59,1.5814068088496525,1.5610789506776976,1.5407510925057428,1.520423234333788,1.51,1.5000953761618334,1.4848084043427012,1.469289735605608,1.4487710668685145,1.44,1.4267728082886022]
["R124",98,98,{"$error":"#N/A"},{"$error":"#N/A"},{"$error":"#N/A"},{"$error":"#N/A"},{"$error":"#N/A"},{"$error":"#N/A"},{"$error":"#N/A"},{"$error":"#N/A"},{"$error":"#N/A"},{"$error":"#N/A"},{"$error":"#N/A"},{"$error":"#N/A"},{"$error":"#N/A"},{"$error":"#N/A"},{"$error":"#N/A"},{"$error":"#N/A"},{"$error":"#N/A"},{"$error":"#N/A"},{"$error":"#N/A"},{"$error":"#N/A"},{"$error":"#N/A"},{"$error":"#N/A"},{"$error":"#N/A"},{"$error":"#N/A"},{"$error":"#N/A"},{"$error":"#N/A"},{"$error":"#N/A"},{"$error":"#N/A"},{"$error":"#N/A"},{"$error":"#N/A"},{"$error":"#N/A"},{"$error":"#N/A"},{"$error":"#N/A"},{"$error":"#N/A"},{"$error":"#N/A"},{"$error":"#N/A"},{"$error":"#N/A"},{"$error":"#N/A"},{"$error":"#N/A"},{"$error":"#N/A"},{"$error":"#N/A"},{"$error":"#N/A"},{"$error":"#N/A"},{"$error":"#N/A"},{"$error":"#N/A"},{"$error":"#N/A"},{"$error":"#N/A"},{"$error":"#N/A"},{"$error":"#N/A"},{"$error":"#N/A"},{"$error":"#N/A"},{"$error":"#N/A"},{"$error":"#N/A"},{"$error":"#N/A"},{"$error":"#N/A"},{"$error":"#N/A"},{"$error":"#N/A"},{"$error":"#N/A"},{"$error":"#N/A"},{"$error":"#N/A"},{"$error":"#N/A"},{"$error":"#N/A"},{"$error":"#N/A"},{"$error":"#N/A"},{"$error":"#N/A"},{"$error":"#N/A"},{"$error":"#N/A"},{"$error":"#N/A"},{"$error":"#N/A"},{"$error":"#N/A"},{"$error":"#N/A"},{"$error":"#N/A"},{"$error":"#N/A"},{"$error":"#N/A"},{"$error":"#N/A"},{"$error":"#N/A"},{"$error":"#N/A"},{"$error":"#N/A"},{"$error":"#N/A"},{"$error":"#N/A"},{"$error":"#N/A"},{"$error":"#N/A"},{"$error":"#N/A"},{"$error":"#N/A"},{"$error":"#N/A"},{"$error":"#N/A"},{"$error":"#N/A"},{"$error":"#N/A"},{"$error":"#N/A"},{"$error":"#N/A"},{"$error":"#N/A"},{"$error":"#N/A"},{"$error":"#N/A"},{"$error":"#N/A"},{"$error":"#N/A"},{"$error":"#N/A"},{"$error":"#N/A"},{"$error":"#N/A"},{"$error":"#N/A"},{"$error":"#N/A"},2.1433022802807051,2.1071401708085395,2.0693454147907802,2.0315506587730208,2.0125000000000002,1.992123256209668,1.959330503715718,1.9265377512217681,1.8937449987278188,1.875,1.860952246233869,1.8331913863550888,1.8054305264763086,1.7776696665975285,1.7575000000000001,1.7499088067187478,1.724426794679784,1.6989447826408202,1.6734627706018563,1.655,1.6479807585628921,1.626079259212347,1.6041777598618017,1.5822762605112564,1.57,1.5603747611607115,1.5422126065140518,1.523934603408412,1.5031566003027717,1.4950000000000001,1.4816388022757221]
["R124",99,99,{"$error":"#N/A"},{"$error":"#N/A"},{"$error":"#N/A"},{"$error":"#N/A"},{"$error":"#N/A"},{"$error":"#N/A"},{"$error":"#N/A"},{"$error":"#N/A"},{"$error":"#N/A"},{"$error":"#N/A"},{"$error":"#N/A"},{"$error":"#N/A"},{"$error":"#N/A"},{"$error":"#N/A"},{"$error":"#N/A"},{"$error":"#N/A"},{"$error":"#N/A"},{"$error":"#N/A"},{"$error":"#N/A"},{"$error":"#N/A"},{"$error":"#N/A"},{"$error":"#N/A"},{"$error":"#N/A"},{"$error":"#N/A"},{"$error":"#N/A"},{"$error":"#N/A"},{"$error":"#N/A"},{"$error":"#N/A"},{"$error":"#N/A"},{"$error":"#N/A"},{"$error":"#N/A"},{"$error":"#N/A"},{"$error":"#N/A"},{"$error":"#N/A"},{"$error":"#N/A"},{"$error":"#N/A"},{"$error":"#N/A"},{"$error":"#N/A"},{"$error":"#N/A"},{"$error":"#N/A"},{"$error":"#N/A"},{"$error":"#N/A"},{"$error":"#N/A"},{"$error":"#N/A"},{"$error":"#N/A"},{"$error":"#N/A"},{"$error":"#N/A"},{"$error":"#N/A"},{"$error":"#N/A"},{"$error":"#N/A"},{"$error":"#N/A"},{"$error":"#N/A"},{"$error":"#N/A"},{"$error":"#N/A"},{"$error":"#N/A"},{"$error":"#N/A"},{"$error":"#N/A"},{"$error":"#N/A"},{"$error":"#N/A"},{"$error":"#N/A"},{"$error":"#N/A"},{"$error":"#N/A"},{"$error":"#N/A"},{"$error":"#N/A"},{"$error":"#N/A"},{"$error":"#N/A"},{"$error":"#N/A"},{"$error":"#N/A"},{"$error":"#N/A"},{"$error":"#N/A"},{"$error":"#N/A"},{"$error":"#N/A"},{"$error":"#N/A"},{"$error":"#N/A"},{"$error":"#N/A"},{"$error":"#N/A"},{"$error":"#N/A"},{"$error":"#N/A"},{"$error":"#N/A"},{"$error":"#N/A"},{"$error":"#N/A"},{"$error":"#N/A"},{"$error":"#N/A"},{"$error":"#N/A"},{"$error":"#N/A"},{"$error":"#N/A"},{"$error":"#N/A"},{"$error":"#N/A"},{"$error":"#N/A"},{"$error":"#N/A"},{"$error":"#N/A"},{"$error":"#N/A"},{"$error":"#N/A"},{"$error":"#N/A"},{"$error":"#N/A"},{"$error":"#N/A"},{"$error":"#N/A"},{"$error":"#N/A"},{"$error":"#N/A"},{"$error":"#N/A"},2.0359496477256984,2.0047601138723596,1.9703052869278332,1.9358504599833068,1.915,1.8981303399475928,1.8680747941015481,1.8380192482555033,1.807963702409459,1.79,1.7779081565634143,1.7523452844482146,1.7267824123330149,1.7012195402178152,1.6850000000000001,1.6756566681026153,1.6520942032893746,1.628531738476134,1.6049692736628933,1.59,1.5814068088496525,1.5610789506776976,1.5407510925057428,1.520423234333788,1.51,1.5000953761618334,1.4848084043427012,1.469289735605608,1.4487710668685145,1.44,1.4267728082886022]
["R124",100,100,{"$error":"#N/A"},{"$error":"#N/A"},{"$error":"#N/A"},{"$error":"#N/A"},{"$error":"#N/A"},{"$error":"#N/A"},{"$error":"#N/A"},{"$error":"#N/A"},{"$error":"#N/A"},{"$error":"#N/A"},{"$error":"#N/A"},{"$error":"#N/A"},{"$error":"#N/A"},{"$error":"#N/A"},{"$error":"#N/A"},{"$error":"#N/A"},{"$error":"#N/A"},{"$error":"#N/A"},{"$error":"#N/A"},{"$error":"#N/A"},{"$error":"#N/A"},{"$error":"#N/A"},{"$error":"#N/A"},{"$error":"#N/A"},{"$error":"#N/A"},{"$error":"#N/A"},{"$error":"#N/A"},{"$error":"#N/A"},{"$error":"#N/A"},{"$error":"#N/A"},{"$error":"#N/A"},{"$error":"#N/A"},{"$error":"#N/A"},{"$error":"#N/A"},{"$error":"#N/A"},{"$error":"#N/A"},{"$error":"#N/A"},{"$error":"#N/A"},{"$error":"#N/A"},{"$error":"#N/A"},{"$error":"#N/A"},{"$error":"#N/A"},{"$error":"#N/A"},{"$error":"#N/A"},{"$error":"#N/A"},{"$error":"#N/A"},{"$error":"#N/A"},{"$error":"#N/A"},{"$error":"#N/A"},{"$error":"#N/A"},{"$error":"#N/A"},{"$error":"#N/A"},{"$error":"#N/A"},{"$error":"#N/A"},{"$error":"#N/A"},{"$error":"#N/A"},{"$error":"#N/A"},{"$error":"#N/A"},{"$error":"#N/A"},{"$error":"#N/A"},{"$error":"#N/A"},{"$error":"#N/A"},{"$error":"#N/A"},{"$error":"#N/A"},{"$error":"#N/A"},{"$error":"#N/A"},{"$error":"#N/A"},{"$error":"#N/A"},{"$error":"#N/A"},{"$error":"#N/A"},{"$error":"#N/A"},{"$error":"#N/A"},{"$error":"#N/A"},{"$error":"#N/A"},{"$error":"#N/A"},{"$error":"#N/A"},{"$error":"#N/A"},{"$error":"#N/A"},{"$error":"#N/A"},{"$error":"#N/A"},{"$error":"#N/A"},{"$error":"#N/A"},{"$error":"#N/A"},{"$error":"#N/A"},{"$error":"#N/A"},{"$error":"#N/A"},{"$error":"#N/A"},{"$error":"#N/A"},{"$error":"#N/A"},{"$error":"#N/A"},{"$error":"#N/A"},{"$error":"#N/A"},{"$error":"#N/A"},{"$error":"#N/A"},{"$error":"#N/A"},{"$error":"#N/A"},{"$error":"#N/A"},{"$error":"#N/A"},{"$error":"#N/A"},{"$error":"#N/A"},2.2506549128357118,2.2095202277447195,2.1683855426537271,2.1272508575627347,2.11,2.0861161724717427,2.050586213329888,2.0150562541880332,1.9795262950461785,1.96,1.9439963359043242,1.9140374882619633,1.8840786406196024,1.8541197929772415,1.83,1.8241609453348802,1.7967593860701931,1.7693578268055061,1.7419562675408191,1.72,1.7145547082761319,1.6910795677469963,1.6676044272178607,1.6441292866887252,1.63,1.6206541461595894,1.5996168086854026,1.5785794712112158,1.557542133737029,1.55,1.536504796262842]
["R134a",-10,110,{"$error":"#N/A"},{"$error":"#N/A"},{"$error":"#N/A"},{"$error":"#N/A"},{"$error":"#N/A"},{"$error":"#N/A"},{"$error":"#N/A"},{"$error":"#N/A"},{"$error":"#N/A"},{"$error":"#N/A"},{"$error":"#N/A"},{"$error":"#N/A"},{"$error":"#N/A"},{"$error":"#N/A"},{"$error":"#N/A"},{"$error":"#N/A"},{"$error":"#N/A"},{"$error":"#N/A"},{"$error":"#N/A"},{"$error":"#N/A"},{"$error":"#N/A"},{"$error":"#N/A"},{"$error":"#N/A"},{"$error":"#N/A"},{"$error":"#N/A"},{"$error":"#N/A"},{"$error":"#N/A"},{"$error":"#N/A"},{"$error":"#N/A"},{"$error":"#N/A"},{"$error":"#N/A"},{"$error":"#N/A"},{"$error":"#N/A"},{"$error":"#N/A"},{"$error":"#N/A"},{"$error":"#N/A"},{"$error":"#N/A"},{"$error":"#N/A"},{"$error":"#N/A"},{"$error":"#N/A"},{"$error":"#N/A"},{"$error":"#N/A"},{"$error":"#N/A"},{"$error":"#N/A"},{"$error":"#N/A"},{"$error":"#N/A"},{"$error":"#N/A"},{"$error":"#N/A"},{"$error":"#N/A"},{"$error":"#N/A"},{"$error":"#N/A"},{"$error":"#N/A"},{"$error":"#N/A"},{"$error":"#N/A"},{"$error":"#N/A"},{"$error":"#N/A"},{"$error":"#N/A"},{"$error":"#N/A"},{"$error":"#N/A"},{"$error":"#N/A"},{"$error":"#N/A"},{"$error":"#N/A"},{"$error":"#N/A"},{"$error":"#N/A"},{"$error":"#N/A"},{"$error":"#N/A"},{"$error":"#N/A"},{"$error":"#N/A"},{"$error":"#N/A"},{"$error":"#N/A"},0.71,0.71,0.7,0.7,0.7,0.7,0.69,0.69,0.69,0.69,0.69,0.68,0.68,0.68,0.68,0.68,0.67,0.67,0.67,0.67,{"$error":"#N/A"},0.66,0.66,0.66,0.66,0.66,0.65,0.65,0.65,0.65,0.65,0.64,0.64,0.64,0.64,0.64,0.64,0.63,0.63,0.63,0.63,0.63,0.63,0.62,0.62,0.62,0.62,0.62,0.62,0.61,0.61,{"$error":"#N/A"},{"$error":"#N/A"},{"$error":"#N/A"},{"$error":"#N/A"},{"$error":"#N/A"},{"$error":"#N/A"},{"$error":"#N/A"},{"$error":"#N/A"},{"$error":"#N/A"},{"$error":"#N/A"}]
["R134a",-9,111,{"$error":"#N/A"},{"$error":"#N/A"},{"$error":"#N/A"},{"$error":"#N/A"},{"$error":"#N/A"},{"$error":"#N/A"},{"$error":"#N/A"},{"$error":"#N/A"},{"$error":"#N/A"},{"$error":"#N/A"},{"$error":"#N/A"},{"$error":"#N/A"},{"$error":"#N/A"},{"$error":"#N/A"},{"$error":"#N/A"},{"$error":"#N/A"},{"$error":"#N/A"},{"$error":"#N/A"},{"$error":"#N/A"},{"$error":"#N/A"},{"$error":"#N/A"},{"$error":"#N/A"},{"$error":"#N/A"},{"$error":"#N/A"},{"$error":"#N/A"},{"$error":"#N/A"},{"$error":"#N/A"},{"$error":"#N/A"},{"$error":"#N/A"},{"$error":"#N/A"},{"$error":"#N/A"},{"$error":"#N/A"},{"$error":"#N/A"},{"$error":"#N/A"},{"$error":"#N/A"},{"$error":"#N/A"},{"$error":"#N/A"},{"$error":"#N/A"},{"$error":"#N/A"},{"$error":"#N/A"},{"$error":"#N/A"},{"$error":"#N/A"},{"$error":"#N/A"},{"$error":"#N/A"},{"$error":"#N/A"},{"$error":"#N/A"},{"$error":"#N/A"},{"$error":"#N/A"},{"$error":"#N/A"},{"$error":"#N/A"},{"$error":"#N/A"},{"$error":"#N/A"},{"$error":"#N/A"},{"$error":"#N/A"},{"$error":"#N/A"},{"$error":"#N/A"},{"$error":"#N/A"},{"$error":"#N/A"},{"$error":"#N/A"},{"$error":"#N/A"},{"$error":"#N/A"},{"$error":"#N/A"},{"$error":"#N/A"},{"$error":"#N/A"},{"$error":"#N/A"},{"$error":"#N/A"},{"$error":"#N/A"},{"$error":"#N/A"},{"$error":"#N/A"},{"$error":"#N/A"},0.71,0.71,0.71,0.71,0.7,0.7,0.7,0.7,0.7,0.69,0.69,0.69,0.69,0.68,0.68,0.68,0.68,0.68,0.67,0.67,0.67,{"$error":"#N/A"},0.67,0.66,0.66,0.66,0.66,0.66,0.65,0.65,0.65,0.65,0.65,0.65,0.64,0.64,0.64,0.64,0.64,0.63,0.63,0.63,0.63,0.63,0.63,0.63,0.62,0.62,0.62,0.62,0.62,{"$error":"#N/A"},{"$error":"#N/A"},{"$error":"#N/A"},{"$error":"#N/A"},{"$error":"#N/A"},{"$error":"#N/A"},{"$error":"#N/A"},{"$error":"#N/A"},{"$error":"#N/A"},{"$error":"#N/A"}]
["R134a",-8,112,{"$error":"#N/A"},{"$error":"#N/A"},{"$error":"#N/A"},{"$error":"#N/A"},{"$error":"#N/A"},{"$error":"#N/A"},{"$error":"#N/A"},{"$error":"#N/A"},{"$error":"#N/A"},{"$error":"#N/A"},{"$error":"#N/A"},{"$error":"#N/A"},{"$error":"#N/A"},{"$error":"#N/A"},{"$error":"#N/A"},{"$error":"#N/A"},{"$error":"#N/A"},{"$error":"#N/A"},{"$error":"#N/A"},{"$error":"#N/A"},{"$error":"#N/A"},{"$error":"#N/A"},{"$error":"#N/A"},{"$error":"#N/A"},{"$error":"#N/A"},{"$error":"#N/A"},{"$error":"#N/A"},{"$error":"#N/A"},{"$error":"#N/A"},{"$error":"#N/A"},{"$error":"#N/A"},{"$error":"#N/A"},{"$error":"#N/A"},{"$error":"#N/A"},{"$error":"#N/A"},{"$error":"#N/A"},{"$error":"#N/A"},{"$error":"#N/A"},{"$error":"#N/A"},{"$error":"#N/A"},{"$error":"#N/A"},{"$error":"#N/A"},{"$error":"#N/A"},{"$error":"#N/A"},{"$error":"#N/A"},{"$error":"#N/A"},{"$error":"#N/A"},{"$error":"#N/A"},{"$error":"#N/A"},{"$error":"#N/A"},{"$error":"#N/A"},{"$error":"#N/A"},{"$error":"#N/A"},{"$error":"#N/A"},{"$error":"#N/A"},{"$error":"#N/A"},{"$error":"#N/A"},{"$error":"#N/A"},{"$error":"#N/A"},{"$error":"#N/A"},{"$error":"#N/A"},{"$error":"#N/A"},{"$error":"#N/A"},{"$error":"#N/A"},{"$error":"#N/A"},{"$error":"#N/A"},{"$error":"#N/A"},{"$error":"#N/A"},{"$error":"#N/A"},{"$error":"#N/A"},0.72,0.72,0.71,0.71,0.71,0.71,0.71,0.7,0.7,0.7,0.7,0.69,0.69,0.69,0.69,0.69,0.68,0.68,0.68,0.68,0.68,0.67,{"$error":"#N/A"},0.67,0.67,0.67,0.66,0.66,0.66,0.66,0.66,0.65,0.65,0.65,0.65,0.65,0.64,0.64,0.64,0.64,0.64,0.64,0.63,0.63,0.63,0.63,0.63,0.63,0.62,0.62,0.62,{"$error":"#N/A"},{"$error":"#N/A"},{"$error":"#N/A"},{"$error":"#N/A"},{"$error":"#N/A"},{"$error":"#N/A"},{"$error":"#N/A"},{"$error":"#N/A"},{"$error":"#N/A"},{"$error":"#N/A"}]
["R134a",-7,113,{"$error":"#N/A"},{"$error":"#N/A"},{"$error":"#N/A"},{"$error":"#N/A"},{"$error":"#N/A"},{"$error":"#N/A"},{"$error":"#N/A"},{"$error":"#N/A"},{"$error":"#N/A"},{"$error":"#N/A"},{"$error":"#N/A"},{"$error":"#N/A"},{"$error":"#N/A"},{"$error":"#N/A"},{"$error":"#N/A"},{"$error":"#N/A"},{"$error":"#N/A"},{"$error":"#N/A"},{"$error":"#N/A"},{"$error":"#N/A"},{"$error":"#N/A"},{"$error":"#N/A"},{"$error":"#N/A"},{"$error":"#N/A"},{"$error":"#N/A"},{"$error":"#N/A"},{"$error":"#N/A"},{"$error":"#N/A"},{"$error":"#N/A"},{"$error":"#N/A"},{"$error":"#N/A"},{"$error":"#N/A"},{"$error":"#N/A"},{"$error":"#N/A"},{"$error":"#N/A"},{"$error":"#N/A"},{"$error":"#N/A"},{"$error":"#N/A"},{"$error":"#N/A"},{"$error":"#N/A"},{"$error":"#N/A"},{"$error":"#N/A"},{"$error":"#N/A"},{"$error":"#N/A"},{"$error":"#N/A"},{"$error":"#N/A"},{"$error":"#N/A"},{"$error":"#N/A"},{"$error":"#N/A"},{"$error":"#N/A"},{"$error":"#N/A"},{"$error":"#N/A"},{"$error":"#N/A"},{"$error":"#N/A"},{"$error":"#N/A"},{"$error":"#N/A"},{"$error":"#N/A"},{"$error":"#N/A"},{"$error":"#N/A"},{"$error":"#N/A"},{"$error":"#N/A"},{"$error":"#N/A"},{"$error":"#N/A"},{"$error":"#N/A"},{"$error":"#N/A"},{"$error":"#N/A"},{"$error":"#N/A"},{"$error":"#N/A"},{"$error":"#N/A"},{"$error":"#N/A"},0.73,0.72,0.72,0.72,0.72,0.71,0.71,0.71,0.71,0.7,0.7,0.7,0.7,0.7,0.69,0.69,0.69,0.69,0.68,0.68,0.68,0.68,0.68,{"$error":"#N/A"},0.67,0.67,0.67,0.67,0.66,0.66,0.66,0.66,0.66,0.66,0.65,0.65,0.65,0.65,0.65,0.64,0.64,0.64,0.64,0.64,0.64,0.63,0.63,0.63,0.63,0.63,0.63,{"$error":"#N/A"},{"$error":"#N/A"},{"$error":"#N/A"},{"$error":"#N/A"},{"$error":"#N/A"},{"$error":"#N/A"},{"$error":"#N/A"},{"$error":"#N/A"},{"$error":"#N/A"},{"$error":"#N/A"}]
["R134a",-6,114,{"$error":"#N/A"},{"$error":"#N/A"},{"$error":"#N/A"},{"$error":"#N/A"},{"$error":"#N/A"},{"$error":"#N/A"},{"$error":"#N/A"},{"$error":"#N/A"},{"$error":"#N/A"},{"$error":"#N/A"},{"$error":"#N/A"},{"$error":"#N/A"},{"$error":"#N/A"},{"$error":"#N/A"},{"$error":"#N/A"},{"$error":"#N/A"},{"$error":"#N/A"},{"$error":"#N/A"},{"$error":"#N/A"},{"$error":"#N/A"},{"$error":"#N/A"},{"$error":"#N/A"},{"$error":"#N/A"},{"$error":"#N/A"},{"$error":"#N/A"},{"$error":"#N/A"},{"$error":"#N/A"},{"$error":"#N/A"},{"$error":"#N/A"},{"$error":"#N/A"},{"$error":"#N/A"},{"$error":"#N/A"},{"$error":"#N/A"},{"$error":"#N/A"},{"$error":"#N/A"},{"$error":"#N/A"},{"$error":"#N/A"},{"$error":"#N/A"},{"$error":"#N/A"},{"$error":"#N/A"},{"$error":"#N/A"},{"$error":"#N/A"},{"$error":"#N/A"},{"$error":"#N/A"},{"$error":"#N/A"},{"$error":"#N/A"},{"$error":"#N/A"},{"$error":"#N/A"},{"$error":"#N/A"},{"$error":"#N/A"},{"$error":"#N/A"},{"$error":"#N/A"},{"$error":"#N/A"},{"$error":"#N/A"},{"$error":"#N/A"},{"$error":"#N/A"},{"$error":"#N/A"},{"$error":"#N/A"},{"$error":"#N/A"},{"$error":"#N/A"},{"$error":"#N/A"},{"$error":"#N/A"},{"$error":"#N/A"},{"$error":"#N/A"},{"$error":"#N/A"},{"$error":"#N/A"},{"$error":"#N/A"},{"$error":"#N/A"},{"$error":"#N/A"},{"$error":"#N/A"},0.73,0.73,0.73,0.72,0.72,0.72,0.72,0.71,0.71,0.71,0.71,0.71,0.7,0.7,0.7,0.7,0.69,0.69,0.69,0.69,0.69,0.68,0.68,0.68,{"$error":"#N/A"},0.68,0.67,0.67,0.67,0.67,0.67,0.66,0.66,0.66,0.66,0.66,0.65,0.65,0.65,0.65,0.65,0.65,0.64,0.64,0.64,0.64,0.64,0.64,0.63,0.63,0.63,{"$error":"#N/A"},{"$error":"#N/A"},{"$error":"#N/A"},{"$error":"#N/A"},{"$error":"#N/A"},{"$error":"#N/A"},{"$error":"#N/A"},{"$error":"#N/A"},{"$error":"#N/A"},{"$error":"#N/A"}]
["R134a",-5,115,{"$error":"#N/A"},{"$error":"#N/A"},{"$error":"#N/A"},{"$error":"#N/A"},{"$error":"#N/A"},{"$error":"#N/A"},{"$error":"#N/A"},{"$error":"#N/A"},{"$error":"#N/A"},{"$error":"#N/A"},{"$error":"#N/A"},{"$error":"#N/A"},{"$error":"#N/A"},{"$error":"#N/A"},{"$error":"#N/A"},{"$error":"#N/A"},{"$error":"#N/A"},{"$error":"#N/A"},{"$error":"#N/A"},{"$error":"#N/A"},{"$error":"#N/A"},{"$error":"#N/A"},{"$error":"#N/A"},{"$error":"#N/A"},{"$error":"#N/A"},{"$error":"#N/A"},{"$error":"#N/A"},{"$error":"#N/A"},{"$error":"#N/A"},{"$error":"#N/A"},{"$error":"#N/A"},{"$error":"#N/A"},{"$error":"#N/A"},{"$error":"#N/A"},{"$error":"#N/A"},{"$error":"#N/A"},{"$error":"#N/A"},{"$error":"#N/A"},{"$error":"#N/A"},{"$error":"#N/A"},{"$error":"#N/A"},{"$error":"#N/A"},{"$error":"#N/A"},{"$error":"#N/A"},{"$error":"#N/A"},{"$error":"#N/A"},{"$error":"#N/A"},{"$error":"#N/A"},{"$error":"#N/A"},{"$error":"#N/A"},{"$error":"#N/A"},{"$error":"#N/A"},{"$error":"#N/A"},{"$error":"#N/A"},{"$error":"#N/A"},{"$error":"#N/A"},{"$error":"#N/A"},{"$error":"#N/A"},{"$error":"#N/A"},{"$error":"#N/A"},{"$error":"#N/A"},{"$error":"#N/A"},{"$error":"#N/A"},{"$error":"#N/A"},{"$error":"#N/A"},{"$error":"#N/A"},{"$error":"#N/A"},{"$error":"#N/A"},{"$error":"#N/A"},{"$error":"#N/A"},0.74,0.74,0.73,0.73,0.73,0.73,0.72,0.72,0.72,0.72,0.71,0.71,0.71,0.71,0.7,0.7,0.7,0.7,0.7,0.69,0.69,0.69,0.69,0.69,0.68,{"$error":"#N/A"},0.68,0.68,0.67,0.67,0.67,0.67,0.67,0.67,0.66,0.66,0.66,0.66,0.66,0.65,0.65,0.65,0.65,0.65,0.65,0.64,0.64,0.64,0.64,0.64,0.64,{"$error":"#N/A"},{"$error":"#N/A"},{"$error":"#N/A"},{"$error":"#N/A"},{"$error":"#N/A"},{"$error":"#N/A"},{"$error":"#N/A"},{"$error":"#N/A"},{"$error":"#N/A"},{"$error":"#N/A"}]
["R134a",-4,116,{"$error":"#N/A"},{"$error":"#N/A"},{"$error":"#N/A"},{"$error":"#N/A"},{"$error":"#N/A"},{"$error":"#N/A"},{"$error":"#N/A"},{"$error":"#N/A"},{"$error":"#N/A"},{"$error":"#N/A"},{"$error":"#N/A"},{"$error":"#N/A"},{"$error":"#N/A"},{"$error":"#N/A"},{"$error":"#N/A"},{"$error":"#N/A"},{"$error":"#N/A"},{"$error":"#N/A"},{"$error":"#N/A"},{"$error":"#N/A"},{"$error":"#N/A"},{"$error":"#N/A"},{"$error":"#N/A"},{"$error":"#N/A"},{"$error":"#N/A"},{"$error":"#N/A"},{"$error":"#N/A"},{"$error":"#N/A"},{"$error":"#N/A"},{"$error":"#N/A"},{"$error":"#N/A"},{"$error":"#N/A"},{"$error":"#N/A"},{"$error":"#N/A"},{"$error":"#N/A"},{"$error":"#N/A"},{"$error":"#N/A"},{"$error":"#N/A"},{"$error":"#N/A"},{"$error":"#N/A"},{"$error":"#N/A"},{"$error":"#N/A"},{"$error":"#N/A"},{"$error":"#N/A"},{"$error":"#N/A"},{"$error":"#N/A"},{"$error":"#N/A"},{"$error":"#N/A"},{"$error":"#N/A"},{"$error":"#N/A"},{"$error":"#N/A"},{"$error":"#N/A"},{"$error":"#N/A"},{"$error":"#N/A"},{"$error":"#N/A"},{"$error":"#N/A"},{"$error":"#N/A"},{"$error":"#N/A"},{"$error":"#N/A"},{"$error":"#N/A"},{"$error":"#N/A"},{"$error":"#N/A"},{"$error":"#N/A"},{"$error":"#N/A"},{"$error":"#N/A"},{"$error":"#N/A"},{"$error":"#N/A"},{"$error":"#N/A"},{"$error":"#N/A"},{"$error":"#N/A"},0.74,0.74,0.74,0.74,0.73,0.73,0.73,0.73,0.72,0.72,0.72,0.72,0.71,0.71,0.71,0.71,0.71,0.7,0.7,0.7,0.7,0.69,0.69,0.69,0.69,0.69,{"$error":"#N/A"},0.68,0.68,0.68,0.68,0.67,0.67,0.67,0.67,0.67,0.66,0.66,0.66,0.66,0.66,0.66,0.65,0.65,0.65,0.65,0.65,0.65,0.64,0.64,0.64,{"$error":"#N/A"},{"$error":"#N/A"},{"$error":"#N/A"},{"$error":"#N/A"},{"$error":"#N/A"},{"$error":"#N/A"},{"$error":"#N/A"},{"$error":"#N/A"},{"$error":"#N/A"},{"$error":"#N/A"}]
["R134a",-3,117,{"$error":"#N/A"},{"$error":"#N/A"},{"$error":"#N/A"},{"$error":"#N/A"},{"$error":"#N/A"},{"$error":"#N/A"},{"$error":"#N/A"},{"$error":"#N/A"},{"$error":"#N/A"},{"$error":"#N/A"},{"$error":"#N/A"},{"$error":"#N/A"},{"$error":"#N/A"},{"$error":"#N/A"},{"$error":"#N/A"},{"$error":"#N/A"},{"$error":"#N/A"},{"$error":"#N/A"},{"$error":"#N/A"},{"$error":"#N/A"},{"$error":"#N/A"},{"$error":"#N/A"},{"$error":"#N/A"},{"$error":"#N/A"},{"$error":"#N/A"},{"$error":"#N/A"},{"$error":"#N/A"},{"$error":"#N/A"},{"$error":"#N/A"},{"$error":"#N/A"},{"$error":"#N/A"},{"$error":"#N/A"},{"$error":"#N/A"},{"$error":"#N/A"},{"$error":"#N/A"},{"$error":"#N/A"},{"$error":"#N/A"},{"$error":"#N/A"},{"$error":"#N/A"},{"$error":"#N/A"},{"$error":"#N/A"},{"$error":"#N/A"},{"$error":"#N/A"},{"$error":"#N/A"},{"$error":"#N/A"},{"$error":"#N/A"},{"$error":"#N/A"},{"$error":"#N/A"},{"$error":"#N/A"},{"$error":"#N/A"},{"$error":"#N/A"},{"$error":"#N/A"},{"$error":"#N/A"},{"$error":"#N/A"},{"$error":"#N/A"},{"$error":"#N/A"},{"$error":"#N/A"},{"$error":"#N/A"},{"$error":"#N/A"},{"$error":"#N/A"},{"$error":"#N/A"},{"$error":"#N/A"},{"$error":"#N/A"},{"$error":"#N/A"},{"$error":"#N/A"},{"$error":"#N/A"},{"$error":"#N/A"},{"$error":"#N/A"},{"$error":"#N/A"},{"$error":"#N/A"},0.75,0.75,0.75,0.74,0.74,0.74,0.74,0.73,0.73,0.73,0.73,0.72,0.72,0.72,0.72,0.71,0.71,0.71,0.71,0.7,0.7,0.7,0.7,0.7,0.69,0.69,0.69,{"$error":"#N/A"},0.69,0.68,0.68,0.68,0.68,0.68,0.67,0.67,0.67,0.67,0.67,0.66,0.66,0.66,0.66,0.66,0.66,0.65,0.65,0.65,0.65,0.65,0.65,{"$error":"#N/A"},{"$error":"#N/A"},{"$error":"#N/A"},{"$error":"#N/A"},{"$error":"#N/A"},{"$error":"#N/A"},{"$error":"#N/A"},{"$error":"#N/A"},{"$error":"#N/A"},{"$error":"#N/A"}]
["R134a",-2,118,{"$error":"#N/A"},{"$error":"#N/A"},{"$error":"#N/A"},{"$error":"#N/A"},{"$error":"#N/A"},{"$error":"#N/A"},{"$error":"#N/A"},{"$error":"#N/A"},{"$error":"#N/A"},{"$error":"#N/A"},{"$error":"#N/A"},{"$error":"#N/A"},{"$error":"#N/A"},{"$error":"#N/A"},{"$error":"#N/A"},{"$error":"#N/A"},{"$error":"#N/A"},{"$error":"#N/A"},{"$error":"#N/A"},{"$error":"#N/A"},{"$error":"#N/A"},{"$error":"#N/A"},{"$error":"#N/A"},{"$error":"#N/A"},{"$error":"#N/A"},{"$error":"#N/A"},{"$error":"#N/A"},{"$error":"#N/A"},{"$error":"#N/A"},{"$error":"#N/A"},{"$error":"#N/A"},{"$error":"#N/A"},{"$error":"#N/A"},{"$error":"#N/A"},{"$error":"#N/A"},{"$error":"#N/A"},{"$error":"#N/A"},{"$error":"#N/A"},{"$error":"#N/A"},{"$error":"#N/A"},{"$error":"#N/A"},{"$error":"#N/A"},{"$error":"#N/A"},{"$error":"#N/A"},{"$error":"#N/A"},{"$error":"#N/A"},{"$error":"#N/A"},{"$error":"#N/A"},{"$error":"#N/A"},{"$error":"#N/A"},{"$error":"#N/A"},{"$error":"#N/A"},{"$error":"#N/A"},{"$error":"#N/A"},{"$error":"#N/A"},{"$error":"#N/A"},{"$error":"#N/A"},{"$error":"#N/A"},{"$error":"#N/A"},{"$error":"#N/A"},{"$error":"#N/A"},{"$error":"#N/A"},{"$error":"#N/A"},{"$error":"#N/A"},{"$error":"#N/A"},{"$error":"#N/A"},{"$error":"#N/A"},{"$error":"#N/A"},{"$error":"#N/A"},{"$error":"#N/A"},0.76,0.75,0.75,0.75,0.75,0.74,0.74,0.74,0.74,0.73,0.73,0.73,0.73,0.72,0.72,0.72,0.72,0.72,0.71,0.71,0.71,0.71,0.7,0.7,0.7,0.7,0.7,0.69,{"$error":"#N/A"},0.69,0.69,0.69,0.68,0.68,0.68,0.68,0.68,0.67,0.67,0.67,0.67,0.67,0.66,0.66,0.66,0.66,0.66,0.66,0.65,0.65,0.65,{"$error":"#N/A"},{"$error":"#N/A"},{"$error":"#N/A"},{"$error":"#N/A"},{"$error":"#N/A"},{"$error":"#N/A"},{"$error":"#N/A"},{"$error":"#N/A"},{"$error":"#N/A"},{"$error":"#N/A"}]
["R134a",-1,119,{"$error":"#N/A"},{"$error":"#N/A"},{"$error":"#N/A"},{"$error":"#N/A"},{"$error":"#N/A"},{"$error":"#N/A"},{"$error":"#N/A"},{"$error":"#N/A"},{"$error":"#N/A"},{"$error":"#N/A"},{"$error":"#N/A"},{"$error":"#N/A"},{"$error":"#N/A"},{"$error":"#N/A"},{"$error":"#N/A"},{"$error":"#N/A"},{"$error":"#N/A"},{"$error":"#N/A"},{"$error":"#N/A"},{"$error":"#N/A"},{"$error":"#N/A"},{"$error":"#N/A"},{"$error":"#N/A"},{"$error":"#N/A"},{"$error":"#N/A"},{"$error":"#N/A"},{"$error":"#N/A"},{"$error":"#N/A"},{"$error":"#N/A"},{"$error":"#N/A"},{"$error":"#N/A"},{"$error":"#N/A"},{"$error":"#N/A"},{"$error":"#N/A"},{"$error":"#N/A"},{"$error":"#N/A"},{"$error":"#N/A"},{"$error":"#N/A"},{"$error":"#N/A"},{"$error":"#N/A"},{"$error":"#N/A"},{"$error":"#N/A"},{"$error":"#N/A"},{"$error":"#N/A"},{"$error":"#N/A"},{"$error":"#N/A"},{"$error":"#N/A"},{"$error":"#N/A"},{"$error":"#N/A"},{"$error":"#N/A"},{"$error":"#N/A"},{"$error":"#N/A"},{"$error":"#N/A"},{"$error":"#N/A"},{"$error":"#N/A"},{"$error":"#N/A"},{"$error":"#N/A"},{"$error":"#N/A"},{"$error":"#N/A"},{"$error":"#N/A"},{"$error":"#N/A"},{"$error":"#N/A"},{"$error":"#N/A"},{"$error":"#N/A"},{"$error":"#N/A"},{"$error":"#N/A"},{"$error":"#N/A"},{"$error":"#N/A"},{"$error":"#N/A"},{"$error":"#N/A"},0.76,0.76,0.76,0.76,0.75,0.75,0.75,0.75,0.74,0.74,0.74,0.74,0.73,0.73,0.73,0.73,0.72,0.72,0.72,0.72,0.71,0.71,0.71,0.71,0.71,0.7,0.7,0.7,0.7,{"$error":"#N/A"},0.69,0.69,0.69,0.69,0.68,0.68,0.68,0.68,0.68,0.67,0.67,0.67,0.67,0.67,0.67,0.66,0.66,0.66,0.66,0.66,0.66,{"$error":"#N/A"},{"$error":"#N/A"},{"$error":"#N/A"},{"$error":"#N/A"},{"$error":"#N/A"},{"$error":"#N/A"},{"$error":"#N/A"},{"$error":"#N/A"},{"$error":"#N/A"},{"$error":"#N/A"}]
["R134a",0,120,{"$error":"#N/A"},{"$error":"#N/A"},{"$error":"#N/A"},{"$error":"#N/A"},{"$error":"#N/A"},{"$error":"#N/A"},{"$error":"#N/A"},{"$error":"#N/A"},{"$error":"#N/A"},{"$error":"#N/A"},{"$error":"#N/A"},{"$error":"#N/A"},{"$error":"#N/A"},{"$error":"#N/A"},{"$error":"#N/A"},{"$error":"#N/A"},{"$error":"#N/A"},{"$error":"#N/A"},{"$error":"#N/A"},{"$error":"#N/A"},{"$error":"#N/A"},{"$error":"#N/A"},{"$error":"#N/A"},{"$error":"#N/A"},{"$error":"#N/A"},{"$error":"#N/A"},{"$error":"#N/A"},{"$error":"#N/A"},{"$error":"#N/A"},{"$error":"#N/A"},{"$error":"#N/A"},{"$error":"#N/A"},{"$error":"#N/A"},{"$error":"#N/A"},{"$error":"#N/A"},{"$error":"#N/A"},{"$error":"#N/A"},{"$error":"#N/A"},{"$error":"#N/A"},{"$error":"#N/A"},{"$error":"#N/A"},{"$error":"#N/A"},{"$error":"#N/A"},{"$error":"#N/A"},{"$error":"#N/A"},{"$error":"#N/A"},{"$error":"#N/A"},{"$error":"#N/A"},{"$error":"#N/A"},{"$error":"#N/A"},{"$error":"#N/A"},{"$error":"#N/A"},{"$error":"#N/A"},{"$error":"#N/A"},{"$error":"#N/A"},{"$error":"#N/A"},{"$error":"#N/A"},{"$error":"#N/A"},{"$error":"#N/A"},{"$error":"#N/A"},{"$error":"#N/A"},{"$error":"#N/A"},{"$error":"#N/A"},{"$error":"#N/A"},{"$error":"#N/A"},{"$error":"#N/A"},{"$error":"#N/A"},{"$error":"#N/A"},{"$error":"#N/A"},{"$error":"#N/A"},0.77,0.77,0.76,0.76,0.76,0.76,0.75,0.75,0.75,0.75,0.74,0.74,0.74,0.74,0.73,0.73,0.73,0.73,0.72,0.72,0.72,0.72,0.72,0.71,0.71,0.71,0.71,0.7,0.7,0.7,{"$error":"#N/A"},0.7,0.69,0.69,0.69,0.69,0.69,0.68,0.68,0.68,0.68,0.68,0.67,0.67,0.67,0.67,0.67,0.67,0.66,0.66,0.66,{"$error":"#N/A"},{"$error":"#N/A"},{"$error":"#N/A"},{"$error":"#N/A"},{"$error":"#N/A"},{"$error":"#N/A"},{"$error":"#N/A"},{"$error":"#N/A"},{"$error":"#N/A"},{"$error":"#N/A"}]
["R134a",1,121,{"$error":"#N/A"},{"$error":"#N/A"},{"$error":"#N/A"},{"$error":"#N/A"},{"$error":"#N/A"},{"$error":"#N/A"},{"$error":"#N/A"},{"$error":"#N/A"},{"$error":"#N/A"},{"$error":"#N/A"},{"$error":"#N/A"},{"$error":"#N/A"},{"$error":"#N/A"},{"$error":"#N/A"},{"$error":"#N/A"},{"$error":"#N/A"},{"$error":"#N/A"},{"$error":"#N/A"},{"$error":"#N/A"},{"$error":"#N/A"},{"$error":"#N/A"},{"$error":"#N/A"},{"$error":"#N/A"},{"$error":"#N/A"},{"$error":"#N/A"},{"$error":"#N/A"},{"$error":"#N/A"},{"$error":"#N/A"},{"$error":"#N/A"},{"$error":"#N/A"},{"$error":"#N/A"},{"$error":"#N/A"},{"$error":"#N/A"},{"$error":"#N/A"},{"$error":"#N/A"},{"$error":"#N/A"},{"$error":"#N/A"},{"$error":"#N/A"},{"$error":"#N/A"},{"$error":"#N/A"},{"$error":"#N/A"},{"$error":"#N/A"},{"$error":"#N/A"},{"$error":"#N/A"},{"$error":"#N/A"},{"$error":"#N/A"},{"$error":"#N/A"},{"$error":"#N/A"},{"$error":"#N/A"},{"$error":"#N/A"},{"$error":"#N/A"},{"$error":"#N/A"},{"$error":"#N/A"},{"$error":"#N/A"},{"$error":"#N/A"},{"$error":"#N/A"},{"$error":"#N/A"},{"$error":"#N/A"},{"$error":"#N/A"},{"$error":"#N/A"},{"$error":"#N/A"},{"$error":"#N/A"},{"$error":"#N/A"},{"$error":"#N/A"},{"$error":"#N/A"},{"$error":"#N/A"},{"$error":"#N/A"},{"$error":"#N/A"},{"$error":"#N/A"},{"$error":"#N/A"},0.78,0.77,0.77,0.77,0.77,0.76,0.76,0.76,0.76,0.75,0.75,0.75,0.75,0.74,0.74,0.74,0.74,0.73,0.73,0.73,0.73,0.72,0.72,0.72,0.72,0.71,0.71,0.71,0.71,0.71,0.7,{"$error":"#N/A"},0.7,0.7,0.7,0.69,0.69,0.69,0.69,0.69,0.68,0.68,0.68,0.68,0.68,0.67,0.67,0.67,0.67,0.67,0.67,{"$error":"#N/A"},{"$error":"#N/A"},{"$error":"#N/A"},{"$error":"#N/A"},{"$error":"#N/A"},{"$error":"#N/A"},{"$error":"#N/A"},{"$error":"#N/A"},{"$error":"#N/A"},{"$error":"#N/A"}]
["R134a",2,122,{"$error":"#N/A"},{"$error":"#N/A"},{"$error":"#N/A"},{"$error":"#N/A"},{"$error":"#N/A"},{"$error":"#N/A"},{"$error":"#N/A"},{"$error":"#N/A"},{"$error":"#N/A"},{"$error":"#N/A"},{"$error":"#N/A"},{"$error":"#N/A"},{"$error":"#N/A"},{"$error":"#N/A"},{"$error":"#N/A"},{"$error":"#N/A"},{"$error":"#N/A"},{"$error":"#N/A"},{"$error":"#N/A"},{"$error":"#N/A"},{"$error":"#N/A"},{"$error":"#N/A"},{"$error":"#N/A"},{"$error":"#N/A"},{"$error":"#N/A"},{"$error":"#N/A"},{"$error":"#N/A"},{"$error":"#N/A"},{"$error":"#N/A"},{"$error":"#N/A"},{"$error":"#N/A"},{"$error":"#N/A"},{"$error":"#N/A"},{"$error":"#N/A"},{"$error":"#N/A"},{"$error":"#N/A"},{"$error":"#N/A"},{"$error":"#N/A"},{"$error":"#N/A"},{"$error":"#N/A"},{"$error":"#N/A"},{"$error":"#N/A"},{"$error":"#N/A"},{"$error":"#N/A"},{"$error":"#N/A"},{"$error":"#N/A"},{"$error":"#N/A"},{"$error":"#N/A"},{"$error":"#N/A"},{"$error":"#N/A"},{"$error":"#N/A"},{"$error":"#N/A"},{"$error":"#N/A"},{"$error":"#N/A"},{"$error":"#N/A"},{"$error":"#N/A"},{"$error":"#N/A"},{"$error":"#N/A"},{"$error":"#N/A"},{"$error":"#N/A"},{"$error":"#N/A"},{"$error":"#N/A"},{"$error":"#N/A"},{"$error":"#N/A"},{"$error":"#N/A"},{"$error":"#N/A"},{"$error":"#N/A"},{"$error":"#N/A"},{"$error":"#N/A"},{"$error":"#N/A"},0.78,0.78,0.78,0.78,0.77,0.77,0.77,0.77,0.76,0.76,0.76,0.75,0.75,0.75,0.75,0.74,0.74,0.74,0.74,0.73,0.73,0.73,0.73,0.73,0.72,0.72,0.72,0.72,0.71,0.71,0.71,0.71,{"$error":"#N/A"},0.7,0.7,0.7,0.7,0.7,0.69,0.69,0.69,0.69,0.69,0.68,0.68,0.68,0.68,0.68,0.67,0.67,0.67,{"$error":"#N/A"},{"$error":"#N/A"},{"$error":"#N/A"},{"$error":"#N/A"},{"$error":"#N/A"},{"$error":"#N/A"},{"$error":"#N/A"},{"$error":"#N/A"},{"$error":"#N/A"},{"$error":"#N/A"}]
["R134a",3,123,{"$error":"#N/A"},{"$error":"#N/A"},{"$error":"#N/A"},{"$error":"#N/A"},{"$error":"#N/A"},{"$error":"#N/A"},{"$error":"#N/A"},{"$error":"#N/A"},{"$error":"#N/A"},{"$error":"#N/A"},{"$error":"#N/A"},{"$error":"#N/A"},{"$error":"#N/A"},{"$error":"#N/A"},{"$error":"#N/A"},{"$error":"#N/A"},{"$error":"#N/A"},{"$error":"#N/A"},{"$error":"#N/A"},{"$error":"#N/A"},{"$error":"#N/A"},{"$error":"#N/A"},{"$error":"#N/A"},{"$error":"#N/A"},{"$error":"#N/A"},{"$error":"#N/A"},{"$error":"#N/A"},{"$error":"#N/A"},{"$error":"#N/A"},{"$error":"#N/A"},{"$error":"#N/A"},{"$error":"#N/A"},{"$error":"#N/A"},{"$error":"#N/A"},{"$error":"#N/A"},{"$error":"#N/A"},{"$error":"#N/A"},{"$error":"#N/A"},{"$error":"#N/A"},{"$error":"#N/A"},{"$error":"#N/A"},{"$error":"#N/A"},{"$error":"#N/A"},{"$error":"#N/A"},{"$error":"#N/A"},{"$error":"#N/A"},{"$error":"#N/A"},{"$error":"#N/A"},{"$error":"#N/A"},{"$error":"#N/A"},{"$error":"#N/A"},{"$error":"#N/A"},{"$error":"#N/A"},{"$error":"#N/A"},{"$error":"#N/A"},{"$error":"#N/A"},{"$error":"#N/A"},{"$error":"#N/A"},{"$error":"#N/A"},{"$error":"#N/A"},{"$error":"#N/A"},{"$error":"#N/A"},{"$error":"#N/A"},{"$error":"#N/A"},{"$error":"#N/A"},{"$error":"#N/A"},{"$error":"#N/A"},{"$error":"#N/A"},{"$error":"#N/A"},{"$error":"#N/A"},0.79,0.79,0.79,0.78,0.78,0.78,0.77,0.77,0.77,0.77,0.76,0.76,0.76,0.76,0.75,0.75,0.75,0.75,0.74,0.74,0.74,0.74,0.73,0.73,0.73,0.73,0.72,0.72,0.72,0.72,0.72,0.71,0.71,0.71,0.71,0.7,0.7,0.7,0.7,0.7,0.69,0.69,0.69,0.69,0.69,0.69,0.68,0.68,0.68,0.68,0.68,{"$error":"#N/A"},{"$error":"#N/A"},{"$error":"#N/A"},{"$error":"#N/A"},{"$error":"#N/A"},{"$error":"#N/A"},{"$error":"#N/A"},{"$error":"#N/A"},{"$error":"#N/A"},{"$error":"#N/A"}]
["R134a",4,124,{"$error":"#N/A"},{"$error":"#N/A"},{"$error":"#N/A"},{"$error":"#N/A"},{"$error":"#N/A"},{"$error":"#N/A"},{"$error":"#N/A"},{"$error":"#N/A"},{"$error":"#N/A"},{"$error":"#N/A"},{"$error":"#N/A"},{"$error":"#N/A"},{"$error":"#N/A"},{"$error":"#N/A"},{"$error":"#N/A"},{"$error":"#N/A"},{"$error":"#N/A"},{"$error":"#N/A"},{"$error":"#N/A"},{"$error":"#N/A"},{"$error":"#N/A"},{"$error":"#N/A"},{"$error":"#N/A"},{"$error":"#N/A"},{"$error":"#N/A"},{"$error":"#N/A"},{"$error":"#N/A"},{"$error":"#N/A"},{"$error":"#N/A"},{"$error":"#N/A"},{"$error":"#N/A"},{"$error":"#N/A"},{"$error":"#N/A"},{"$error":"#N/A"},{"$error":"#N/A"},{"$error":"#N/A"},{"$error":"#N/A"},{"$error":"#N/A"},{"$error":"#N/A"},{"$error":"#N/A"},{"$error":"#N/A"},{"$error":"#N/A"},{"$error":"#N/A"},{"$error":"#N/A"},{"$error":"#N/A"},{"$error":"#N/A"},{"$error":"#N/A"},{"$error":"#N/A"},{"$error":"#N/A"},{"$error":"#N/A"},{"$error":"#N/A"},{"$error":"#N/A"},{"$error":"#N/A"},{"$error":"#N/A"},{"$error":"#N/A"},{"$error":"#N/A"},{"$error":"#N/A"},{"$error":"#N/A"},{"$error":"#N/A"},{"$error":"#N/A"},{"$error":"#N/A"},{"$error":"#N/A"},{"$error":"#N/A"},{"$error":"#N/A"},{"$error":"#N/A"},{"$error":"#N/A"},{"$error":"#N/A"},{"$error":"#N/A"},{"$error":"#N/A"},{"$error":"#N/A"},0.8,0.8,0.79,0.79,0.79,0.78,0.78,0.78,0.78,0.77,0.77,0.77,0.77,0.76,0.76,0.76,0.76,0.75,0.75,0.75,0.75,0.74,0.74,0.74,0.74,0.73,0.73,0.73,0.73,0.72,0.72,0.72,0.72,0.72,0.71,0.71,0.71,0.71,0.7,0.7,0.7,0.7,0.7,0.69,0.69,0.69,0.69,0.69,0.69,0.68,0.68,{"$error":"#N/A"},{"$error":"#N/A"},{"$error":"#N/A"},{"$error":"#N/A"},{"$error":"#N/A"},{"$error":"#N/A"},{"$error":"#N/A"},{"$error":"#N/A"},{"$error":"#N/A"},{"$error":"#N/A"}]
["R134a",5,125,{"$error":"#N/A"},{"$error":"#N/A"},{"$error":"#N/A"},{"$error":"#N/A"},{"$error":"#N/A"},{"$error":"#N/A"},{"$error":"#N/A"},{"$error":"#N/A"},{"$error":"#N/A"},{"$error":"#N/A"},{"$error":"#N/A"},{"$error":"#N/A"},{"$error":"#N/A"},{"$error":"#N/A"},{"$error":"#N/A"},{"$error":"#N/A"},{"$error":"#N/A"},{"$error":"#N/A"},{"$error":"#N/A"},{"$error":"#N/A"},{"$error":"#N/A"},{"$error":"#N/A"},{"$error":"#N/A"},{"$error":"#N/A"},{"$error":"#N/A"},{"$error":"#N/A"},{"$error":"#N/A"},{"$error":"#N/A"},{"$error":"#N/A"},{"$error":"#N/A"},{"$error":"#N/A"},{"$error":"#N/A"},{"$error":"#N/A"},{"$error":"#N/A"},{"$error":"#N/A"},{"$error":"#N/A"},{"$error":"#N/A"},{"$error":"#N/A"},{"$error":"#N/A"},{"$error":"#N/A"},{"$error":"#N/A"},{"$error":"#N/A"},{"$error":"#N/A"},{"$error":"#N/A"},{"$error":"#N/A"},{"$error":"#N/A"},{"$error":"#N/A"},{"$error":"#N/A"},{"$error":"#N/A"},{"$error":"#N/A"},{"$error":"#N/A"},{"$error":"#N/A"},{"$error":"#N/A"},{"$error":"#N/A"},{"$error":"#N/A"},{"$error":"#N/A"},{"$error":"#N/A"},{"$error":"#N/A"},{"$error":"#N/A"},{"$error":"#N/A"},{"$error":"#N/A"},{"$error":"#N/A"},{"$error":"#N/A"},{"$error":"#N/A"},{"$error":"#N/A"},{"$error":"#N/A"},{"$error":"#N/A"},{"$error":"#N/A"},{"$error":"#N/A"},{"$error":"#N/A"},0.81,0.8,0.8,0.8,0.79,0.79,0.79,0.79,0.78,0.78,0.78,0.77,0.77,0.77,0.77,0.76,0.76,0.76,0.76,0.75,0.75,0.75,0.75,0.74,0.74,0.74,0.74,0.73,0.73,0.73,0.73,0.73,0.72,0.72,0.72,0.72,0.71,0.71,0.71,0.71,0.71,0.7,0.7,0.7,0.7,0.7,0.69,0.69,0.69,0.69,0.69,{"$error":"#N/A"},{"$error":"#N/A"},{"$error":"#N/A"},{"$error":"#N/A"},{"$error":"#N/A"},{"$error":"#N/A"},{"$error":"#N/A"},{"$error":"#N/A"},{"$error":"#N/A"},{"$error":"#N/A"}]
["R134a",6,126,{"$error":"#N/A"},{"$error":"#N/A"},{"$error":"#N/A"},{"$error":"#N/A"},{"$error":"#N/A"},{"$error":"#N/A"},{"$error":"#N/A"},{"$error":"#N/A"},{"$error":"#N/A"},{"$error":"#N/A"},{"$error":"#N/A"},{"$error":"#N/A"},{"$error":"#N/A"},{"$error":"#N/A"},{"$error":"#N/A"},{"$error":"#N/A"},{"$error":"#N/A"},{"$error":"#N/A"},{"$error":"#N/A"},{"$error":"#N/A"},{"$error":"#N/A"},{"$error":"#N/A"},{"$error":"#N/A"},{"$error":"#N/A"},{"$error":"#N/A"},{"$error":"#N/A"},{"$error":"#N/A"},{"$error":"#N/A"},{"$error":"#N/A"},{"$error":"#N/A"},{"$error":"#N/A"},{"$error":"#N/A"},{"$error":"#N/A"},{"$error":"#N/A"},{"$error":"#N/A"},{"$error":"#N/A"},{"$error":"#N/A"},{"$error":"#N/A"},{"$error":"#N/A"},{"$error":"#N/A"},{"$error":"#N/A"},{"$error":"#N/A"},{"$error":"#N/A"},{"$error":"#N/A"},{"$error":"#N/A"},{"$error":"#N/A"},{"$error":"#N/A"},{"$error":"#N/A"},{"$error":"#N/A"},{"$error":"#N/A"},{"$error":"#N/A"},{"$error":"#N/A"},{"$error":"#N/A"},{"$error":"#N/A"},{"$error":"#N/A"},{"$error":"#N/A"},{"$error":"#N/A"},{"$error":"#N/A"},{"$error":"#N/A"},{"$error":"#N/A"},{"$error":"#N/A"},{"$error":"#N/A"},{"$error":"#N/A"},{"$error":"#N/A"},{"$error":"#N/A"},{"$error":"#N/A"},{"$error":"#N/A"},{"$error":"#N/A"},{"$error":"#N/A"},{"$error":"#N/A"},0.81,0.81,0.81,0.8,0.8,0.8,0.8,0.79,0.79,0.79,0.78,0.78,0.78,0.78,0.77,0.77,0.77,0.77,0.76,0.76,0.76,0.76,0.75,0.75,0.75,0.75,0.74,0.74,0.74,0.74,0.73,0.73,0.73,0.73,0.73,0.72,0.72,0.72,0.72,0.71,0.71,0.71,0.71,0.71,0.7,0.7,0.7,0.7,0.7,0.69,0.69,{"$error":"#N/A"},{"$error":"#N/A"},{"$error":"#N/A"},{"$error":"#N/A"},{"$error":"#N/A"},{"$error":"#N/A"},{"$error":"#N/A"},{"$error":"#N/A"},{"$error":"#N/A"},{"$error":"#N/A"}]
["R134a",7,127,{"$error":"#N/A"},{"$error":"#N/A"},{"$error":"#N/A"},{"$error":"#N/A"},{"$error":"#N/A"},{"$error":"#N/A"},{"$error":"#N/A"},{"$error":"#N/A"},{"$error":"#N/A"},{"$error":"#N/A"},{"$error":"#N/A"},{"$error":"#N/A"},{"$error":"#N/A"},{"$error":"#N/A"},{"$error":"#N/A"},{"$error":"#N/A"},{"$error":"#N/A"},{"$error":"#N/A"},{"$error":"#N/A"},{"$error":"#N/A"},{"$error":"#N/A"},{"$error":"#N/A"},{"$error":"#N/A"},{"$error":"#N/A"},{"$error":"#N/A"},{"$error":"#N/A"},{"$error":"#N/A"},{"$error":"#N/A"},{"$error":"#N/A"},{"$error":"#N/A"},{"$error":"#N/A"},{"$error":"#N/A"},{"$error":"#N/A"},{"$error":"#N/A"},{"$error":"#N/A"},{"$error":"#N/A"},{"$error":"#N/A"},{"$error":"#N/A"},{"$error":"#N/A"},{"$error":"#N/A"},{"$error":"#N/A"},{"$error":"#N/A"},{"$error":"#N/A"},{"$error":"#N/A"},{"$error":"#N/A"},{"$error":"#N/A"},{"$error":"#N/A"},{"$error":"#N/A"},{"$error":"#N/A"},{"$error":"#N/A"},{"$error":"#N/A"},{"$error":"#N/A"},{"$error":"#N/A"},{"$error":"#N/A"},{"$error":"#N/A"},{"$error":"#N/A"},{"$error":"#N/A"},{"$error":"#N/A"},{"$error":"#N/A"},{"$error":"#N/A"},{"$error":"#N/A"},{"$error":"#N/A"},{"$error":"#N/A"},{"$error":"#N/A"},{"$error":"#N/A"},{"$error":"#N/A"},{"$error":"#N/A"},{"$error":"#N/A"},{"$error":"#N/A"},{"$error":"#N/A"},0.82,0.82,0.82,0.81,0.81,0.81,0.8,0.8,0.8,0.79,0.79,0.79,0.79,0.78,0.78,0.78,0.78,0.77,0.77,0.77,0.76,0.76,0.76,0.76,0.75,0.75,0.75,0.75,0.75,0.74,0.74,0.74,0.74,0.73,0.73,0.73,0.73,0.72,0.72,0.72,0.72,0.72,0.71,0.71,0.71,0.71,0.71,0.7,0.7,0.7,0.7,{"$error":"#N/A"},{"$error":"#N/A"},{"$error":"#N/A"},{"$error":"#N/A"},{"$error":"#N/A"},{"$error":"#N/A"},{"$error":"#N/A"},{"$error":"#N/A"},{"$error":"#N/A"},{"$error":"#N/A"}]
["R134a",8,128,{"$error":"#N/A"},{"$error":"#N/A"},{"$error":"#N/A"},{"$error":"#N/A"},{"$error":"#N/A"},{"$error":"#N/A"},{"$error":"#N/A"},{"$error":"#N/A"},{"$error":"#N/A"},{"$error":"#N/A"},{"$error":"#N/A"},{"$error":"#N/A"},{"$error":"#N/A"},{"$error":"#N/A"},{"$error":"#N/A"},{"$error":"#N/A"},{"$error":"#N/A"},{"$error":"#N/A"},{"$error":"#N/A"},{"$error":"#N/A"},{"$error":"#N/A"},{"$error":"#N/A"},{"$error":"#N/A"},{"$error":"#N/A"},{"$error":"#N/A"},{"$error":"#N/A"},{"$error":"#N/A"},{"$error":"#N/A"},{"$error":"#N/A"},{"$error":"#N/A"},{"$error":"#N/A"},{"$error":"#N/A"},{"$error":"#N/A"},{"$error":"#N/A"},{"$error":"#N/A"},{"$error":"#N/A"},{"$error":"#N/A"},{"$error":"#N/A"},{"$error":"#N/A"},{"$error":"#N/A"},{"$error":"#N/A"},{"$error":"#N/A"},{"$error":"#N/A"},{"$error":"#N/A"},{"$error":"#N/A"},{"$error":"#N/A"},{"$error":"#N/A"},{"$error":"#N/A"},{"$error":"#N/A"},{"$error":"#N/A"},{"$error":"#N/A"},{"$error":"#N/A"},{"$error":"#N/A"},{"$error":"#N/A"},{"$error":"#N/A"},{"$error":"#N/A"},{"$error":"#N/A"},{"$error":"#N/A"},{"$error":"#N/A"},{"$error":"#N/A"},{"$error":"#N/A"},{"$error":"#N/A"},{"$error":"#N/A"},{"$error":"#N/A"},{"$error":"#N/A"},{"$error":"#N/A"},{"$error":"#N/A"},{"$error":"#N/A"},{"$error":"#N/A"},{"$error":"#N/A"},0.83,0.83,0.82,0.82,0.82,0.81,0.81,0.81,0.8,0.8,0.8,0.8,0.79,0.79,0.79,0.79,0.78,0.78,0.78,0.77,0.77,0.77,0.77,0.76,0.76,0.76,0.76,0.75,0.75,0.75,0.75,0.74,0.74,0.74,0.74,0.74,0.73,0.73,0.73,0.73,0.72,0.72,0.72,0.72,0.72,0.71,0.71,0.71,0.71,0.71,0.7,{"$error":"#N/A"},{"$error":"#N/A"},{"$error":"#N/A"},{"$error":"#N/A"},{"$error":"#N/A"},{"$error":"#N/A"},{"$error":"#N/A"},{"$error":"#N/A"},{"$error":"#N/A"},{"$error":"#N/A"}]
["R134a",9,129,{"$error":"#N/A"},{"$error":"#N/A"},{"$error":"#N/A"},{"$error":"#N/A"},{"$error":"#N/A"},{"$error":"#N/A"},{"$error":"#N/A"},{"$error":"#N/A"},{"$error":"#N/A"},{"$error":"#N/A"},{"$error":"#N/A"},{"$error":"#N/A"},{"$error":"#N/A"},{"$error":"#N/A"},{"$error":"#N/A"},{"$error":"#N/A"},{"$error":"#N/A"},{"$error":"#N/A"},{"$error":"#N/A"},{"$error":"#N/A"},{"$error":"#N/A"},{"$error":"#N/A"},{"$error":"#N/A"},{"$error":"#N/A"},{"$error":"#N/A"},{"$error":"#N/A"},{"$error":"#N/A"},{"$error":"#N/A"},{"$error":"#N/A"},{"$error":"#N/A"},{"$error":"#N/A"},{"$error":"#N/A"},{"$error":"#N/A"},{"$error":"#N/A"},{"$error":"#N/A"},{"$error":"#N/A"},{"$error":"#N/A"},{"$error":"#N/A"},{"$error":"#N/A"},{"$error":"#N/A"},{"$error":"#N/A"},{"$error":"#N/A"},{"$error":"#N/A"},{"$error":"#N/A"},{"$error":"#N/A"},{"$error":"#N/A"},{"$error":"#N/A"},{"$error":"#N/A"},{"$error":"#N/A"},{"$error":"#N/A"},{"$error":"#N/A"},{"$error":"#N/A"},{"$error":"#N/A"},{"$error":"#N/A"},{"$error":"#N/A"},{"$error":"#N/A"},{"$error":"#N/A"},{"$error":"#N/A"},{"$error":"#N/A"},{"$error":"#N/A"},{"$error":"#N/A"},{"$error":"#N/A"},{"$error":"#N/A"},{"$error":"#N/A"},{"$error":"#N/A"},{"$error":"#N/A"},{"$error":"#N/A"},{"$error":"#N/A"},{"$error":"#N/A"},{"$error":"#N/A"},0.84,0.83,0.83,0.83,0.82,0.82,0.82,0.82,0.81,0.81,0.81,0.8,0.8,0.8,0.8,0.79,0.79,0.79,0.78,0.78,0.78,0.78,0.77,0.77,0.77,0.77,0.76,0.76,0.76,0.76,0.75,0.75,0.75,0.75,0.74,0.74,0.74,0.74,0.73,0.73,0.73,0.73,0.73,0.72,0.72,0.72,0.72,0.72,0.71,0.71,0.71,{"$error":"#N/A"},{"$error":"#N/A"},{"$error":"#N/A"},{"$error":"#N/A"},{"$error":"#N/A"},{"$error":"#N/A"},{"$error":"#N/A"},{"$error":"#N/A"},{"$error":"#N/A"},{"$error":"#N/A"}]
["R134a",10,130,{"$error":"#N/A"},{"$error":"#N/A"},{"$error":"#N/A"},{"$error":"#N/A"},{"$error":"#N/A"},{"$error":"#N/A"},{"$error":"#N/A"},{"$error":"#N/A"},{"$error":"#N/A"},{"$error":"#N/A"},{"$error":"#N/A"},{"$error":"#N/A"},{"$error":"#N/A"},{"$error":"#N/A"},{"$error":"#N/A"},{"$error":"#N/A"},{"$error":"#N/A"},{"$error":"#N/A"},{"$error":"#N/A"},{"$error":"#N/A"},{"$error":"#N/A"},{"$error":"#N/A"},{"$error":"#N/A"},{"$error":"#N/A"},{"$error":"#N/A"},{"$error":"#N/A"},{"$error":"#N/A"},{"$error":"#N/A"},{"$error":"#N/A"},{"$error":"#N/A"},{"$error":"#N/A"},{"$error":"#N/A"},{"$error":"#N/A"},{"$error":"#N/A"},{"$error":"#N/A"},{"$error":"#N/A"},{"$error":"#N/A"},{"$error":"#N/A"},{"$error":"#N/A"},{"$error":"#N/A"},{"$error":"#N/A"},{"$error":"#N/A"},{"$error":"#N/A"},{"$error":"#N/A"},{"$error":"#N/A"},{"$error":"#N/A"},{"$error":"#N/A"},{"$error":"#N/A"},{"$error":"#N/A"},{"$error":"#N/A"},{"$error":"#N/A"},{"$error":"#N/A"},{"$error":"#N/A"},{"$error":"#N/A"},{"$error":"#N/A"},0.89768541713923711,0.89410331799559817,0.8904935140369985,0.88696846902384541,0.88341593244348837,0.87994658923541336,0.87644996799419483,0.8730350166685944,0.86964657371331344,0.86623117234379599,0.86289523714863381,0.85958489736417609,0.85629985953985444,0.85303983469389055,0.84980453822855351,0.85,0.84,0.84,0.84,0.83,0.83,0.83,0.82,0.82,0.82,0.81,0.81,0.81,0.81,0.8,0.8,0.8,0.79,0.79,0.79,0.79,0.78,0.78,0.78,0.78,0.77,0.77,0.77,0.77,0.76,0.76,0.76,0.76,0.75,0.75,0.75,0.75,0.74,0.74,0.74,0.74,0.73,0.73,0.73,0.73,0.73,0.72,0.72,0.72,0.72,0.72,{"$error":"#N/A"},{"$error":"#N/A"},{"$error":"#N/A"},{"$error":"#N/A"},{"$error":"#N/A"},{"$error":"#N/A"},{"$error":"#N/A"},{"$error":"#N/A"},{"$error":"#N/A"},{"$error":"#N/A"}]
["R134a",11,131,{"$error":"#N/A"},{"$error":"#N/A"},{"$error":"#N/A"},{"$error":"#N/A"},{"$error":"#N/A"},{"$error":"#N/A"},{"$error":"#N/A"},{"$error":"#N/A"},{"$error":"#N/A"},{"$error":"#N/A"},{"$error":"#N/A"},{"$error":"#N/A"},{"$error":"#N/A"},{"$error":"#N/A"},{"$error":"#N/A"},{"$error":"#N/A"},{"$error":"#N/A"},{"$error":"#N/A"},{"$error":"#N/A"},{"$error":"#N/A"},{"$error":"#N/A"},{"$error":"#N/A"},{"$error":"#N/A"},{"$error":"#N/A"},{"$error":"#N/A"},{"$error":"#N/A"},{"$error":"#N/A"},{"$error":"#N/A"},{"$error":"#N/A"},{"$error":"#N/A"},{"$error":"#N/A"},{"$error":"#N/A"},{"$error":"#N/A"},{"$error":"#N/A"},{"$error":"#N/A"},{"$error":"#N/A"},{"$error":"#N/A"},{"$error":"#N/A"},{"$error":"#N/A"},{"$error":"#N/A"},{"$error":"#N/A"},{"$error":"#N/A"},{"$error":"#N/A"},{"$error":"#N/A"},{"$error":"#N/A"},{"$error":"#N/A"},{"$error":"#N/A"},{"$error":"#N/A"},{"$error":"#N/A"},{"$error":"#N/A"},{"$error":"#N/A"},{"$error":"#N/A"},{"$error":"#N/A"},{"$error":"#N/A"},{"$error":"#N/A"},0.90683437327728289,0.90318409115368259,0.89950583586676947,0.89591419765789593,0.89229479930856481,0.88876040305855297,0.88519846018199544,0.88171994826885514,0.87826866794944303,0.87479016094104101,0.87139281288659121,0.86802175073050558,0.86467667058027187,0.86135727320981559,0.85806326397027344,0.85,0.85,0.85,0.84,0.84,0.84,0.83,0.83,0.83,0.83,0.82,0.82,0.82,0.81,0.81,0.81,0.8,0.8,0.8,0.8,0.79,0.79,0.79,0.79,0.78,0.78,0.78,0.77,0.77,0.77,0.77,0.76,0.76,0.76,0.76,0.75,0.75,0.75,0.75,0.75,0.74,0.74,0.74,0.74,0.73,0.73,0.73,0.73,0.73,0.72,0.72,{"$error":"#N/A"},{"$error":"#N/A"},{"$error":"#N/A"},{"$error":"#N/A"},{"$error":"#N/A"},{"$error":"#N/A"},{"$error":"#N/A"},{"$error":"#N/A"},{"$error":"#N/A"},{"$error":"#N/A"}]
["R134a",12,132,{"$error":"#N/A"},{"$error":"#N/A"},{"$error":"#N/A"},{"$error":"#N/A"},{"$error":"#N/A"},{"$error":"#N/A"},{"$error":"#N/A"},{"$error":"#N/A"},{"$error":"#N/A"},{"$error":"#N/A"},{"$error":"#N/A"},{"$error":"#N/A"},{"$error":"#N/A"},{"$error":"#N/A"},{"$error":"#N/A"},{"$error":"#N/A"},{"$error":"#N/A"},{"$error":"#N/A"},{"$error":"#N/A"},{"$error":"#N/A"},{"$error":"#N/A"},{"$error":"#N/A"},{"$error":"#N/A"},{"$error":"#N/A"},{"$error":"#N/A"},{"$error":"#N/A"},{"$error":"#N/A"},{"$error":"#N/A"},{"$error":"#N/A"},{"$error":"#N/A"},{"$error":"#N/A"},{"$error":"#N/A"},{"$error":"#N/A"},{"$error":"#N/A"},{"$error":"#N/A"},{"$error":"#N/A"},{"$error":"#N/A"},{"$error":"#N/A"},{"$error":"#N/A"},{"$error":"#N/A"},{"$error":"#N/A"},{"$error":"#N/A"},{"$error":"#N/A"},{"$error":"#N/A"},{"$error":"#N/A"},{"$error":"#N/A"},{"$error":"#N/A"},{"$error":"#N/A"},{"$error":"#N/A"},{"$error":"#N/A"},{"$error":"#N/A"},{"$error":"#N/A"},{"$error":"#N/A"},{"$error":"#N/A"},{"$error":"#N/A"},0.91621018555645517,0.91248935517612539,0.90874028162336962,0.90507975491350567,0.90139119758324193,0.89778952031757664,0.89416002569940189,0.8906157900369468,0.8870995404428923,0.88355579344904989,0.88009496187809189,0.8766611362387583,0.87325400165621403,0.86987324813170475,0.86651857044853275,0.86,0.86,0.86,0.85,0.85,0.85,0.84,0.84,0.84,0.83,0.83,0.83,0.82,0.82,0.82,0.81,0.81,0.81,0.81,0.8,0.8,0.8,0.8,0.79,0.79,0.79,0.78,0.78,0.78,0.78,0.77,0.77,0.77,0.77,0.76,0.76,0.76,0.76,0.75,0.75,0.75,0.75,0.75,0.74,0.74,0.74,0.74,0.73,0.73,0.73,0.73,{"$error":"#N/A"},{"$error":"#N/A"},{"$error":"#N/A"},{"$error":"#N/A"},{"$error":"#N/A"},{"$error":"#N/A"},{"$error":"#N/A"},{"$error":"#N/A"},{"$error":"#N/A"},{"$error":"#N/A"}]
["R134a",13,133,{"$error":"#N/A"},{"$error":"#N/A"},{"$error":"#N/A"},{"$error":"#N/A"},{"$error":"#N/A"},{"$error":"#N/A"},{"$error":"#N/A"},{"$error":"#N/A"},{"$error":"#N/A"},{"$error":"#N/A"},{"$error":"#N/A"},{"$error":"#N/A"},{"$error":"#N/A"},{"$error":"#N/A"},{"$error":"#N/A"},{"$error":"#N/A"},{"$error":"#N/A"},{"$error":"#N/A"},{"$error":"#N/A"},{"$error":"#N/A"},{"$error":"#N/A"},{"$error":"#N/A"},{"$error":"#N/A"},{"$error":"#N/A"},{"$error":"#N/A"},{"$error":"#N/A"},{"$error":"#N/A"},{"$error":"#N/A"},{"$error":"#N/A"},{"$error":"#N/A"},{"$error":"#N/A"},{"$error":"#N/A"},{"$error":"#N/A"},{"$error":"#N/A"},{"$error":"#N/A"},{"$error":"#N/A"},{"$error":"#N/A"},{"$error":"#N/A"},{"$error":"#N/A"},{"$error":"#N/A"},{"$error":"#N/A"},{"$error":"#N/A"},{"$error":"#N/A"},{"$error":"#N/A"},{"$error":"#N/A"},{"$error":"#N/A"},{"$error":"#N/A"},{"$error":"#N/A"},{"$error":"#N/A"},{"$error":"#N/A"},{"$error":"#N/A"},{"$error":"#N/A"},{"$error":"#N/A"},{"$error":"#N/A"},{"$error":"#N/A"},0.92576039886342476,0.921967039180277,0.91814516661679879,0.91441383224079187,0.91065419680051118,0.90698337880841751,0.90328447252894661,0.8996727105481569,0.89608971663169357,0.89247895406388944,0.88895291780990571,0.8854546334809642,0.88198377472603018,0.87854002029109124,0.87512305392003686,0.87,0.87,0.86,0.86,0.86,0.85,0.85,0.85,0.84,0.84,0.84,0.83,0.83,0.83,0.83,0.82,0.82,0.82,0.81,0.81,0.81,0.81,0.8,0.8,0.8,0.79,0.79,0.79,0.79,0.78,0.78,0.78,0.78,0.77,0.77,0.77,0.77,0.76,0.76,0.76,0.76,0.75,0.75,0.75,0.75,0.75,0.74,0.74,0.74,0.74,0.73,{"$error":"#N/A"},{"$error":"#N/A"},{"$error":"#N/A"},{"$error":"#N/A"},{"$error":"#N/A"},{"$error":"#N/A"},{"$error":"#N/A"},{"$error":"#N/A"},{"$error":"#N/A"},{"$error":"#N/A"}]
["R134a",14,134,{"$error":"#N/A"},{"$error":"#N/A"},{"$error":"#N/A"},{"$error":"#N/A"},{"$error":"#N/A"},{"$error":"#N/A"},{"$error":"#N/A"},{"$error":"#N/A"},{"$error":"#N/A"},{"$error":"#N/A"},{"$error":"#N/A"},{"$error":"#N/A"},{"$error":"#N/A"},{"$error":"#N/A"},{"$error":"#N/A"},{"$error":"#N/A"},{"$error":"#N/A"},{"$error":"#N/A"},{"$error":"#N/A"},{"$error":"#N/A"},{"$error":"#N/A"},{"$error":"#N/A"},{"$error":"#N/A"},{"$error":"#N/A"},{"$error":"#N/A"},{"$error":"#N/A"},{"$error":"#N/A"},{"$error":"#N/A"},{"$error":"#N/A"},{"$error":"#N/A"},{"$error":"#N/A"},{"$error":"#N/A"},{"$error":"#N/A"},{"$error":"#N/A"},{"$error":"#N/A"},{"$error":"#N/A"},{"$error":"#N/A"},{"$error":"#N/A"},{"$error":"#N/A"},{"$error":"#N/A"},{"$error":"#N/A"},{"$error":"#N/A"},{"$error":"#N/A"},{"$error":"#N/A"},{"$error":"#N/A"},{"$error":"#N/A"},{"$error":"#N/A"},{"$error":"#N/A"},{"$error":"#N/A"},{"$error":"#N/A"},{"$error":"#N/A"},{"$error":"#N/A"},{"$error":"#N/A"},{"$error":"#N/A"},{"$error":"#N/A"},0.93552732156001039,0.93165922277033519,0.92776234085037546,0.92395805632332695,0.92012519946536142,0.91638316295601296,0.91261276614282205,0.9089314622455883,0.90527973836819065,0.90159997315665885,0.89800680524744403,0.8944421635279185,0.89090570963672622,0.88739711054270154,0.88391603844032351,0.88,0.88,0.87,0.87,0.87,0.86,0.86,0.86,0.85,0.85,0.85,0.84,0.84,0.84,0.83,0.83,0.83,0.82,0.82,0.82,0.82,0.81,0.81,0.81,0.8,0.8,0.8,0.8,0.79,0.79,0.79,0.79,0.78,0.78,0.78,0.78,0.77,0.77,0.77,0.77,0.76,0.76,0.76,0.76,0.75,0.75,0.75,0.75,0.75,0.74,0.74,{"$error":"#N/A"},{"$error":"#N/A"},{"$error":"#N/A"},{"$error":"#N/A"},{"$error":"#N/A"},{"$error":"#N/A"},{"$error":"#N/A"},{"$error":"#N/A"},{"$error":"#N/A"},{"$error":"#N/A"}]
["R134a",15,135,{"$error":"#N/A"},{"$error":"#N/A"},{"$error":"#N/A"},{"$error":"#N/A"},{"$error":"#N/A"},{"$error":"#N/A"},{"$error":"#N/A"},{"$error":"#N/A"},{"$error":"#N/A"},{"$error":"#N/A"},{"$error":"#N/A"},{"$error":"#N/A"},{"$error":"#N/A"},{"$error":"#N/A"},{"$error":"#N/A"},{"$error":"#N/A"},{"$error":"#N/A"},{"$error":"#N/A"},{"$error":"#N/A"},{"$error":"#N/A"},{"$error":"#N/A"},{"$error":"#N/A"},{"$error":"#N/A"},{"$error":"#N/A"},{"$error":"#N/A"},{"$error":"#N/A"},{"$error":"#N/A"},{"$error":"#N/A"},{"$error":"#N/A"},{"$error":"#N/A"},{"$error":"#N/A"},{"$error":"#N/A"},{"$error":"#N/A"},{"$error":"#N/A"},{"$error":"#N/A"},{"$error":"#N/A"},{"$error":"#N/A"},{"$error":"#N/A"},{"$error":"#N/A"},{"$error":"#N/A"},{"$error":"#N/A"},{"$error":"#N/A"},{"$error":"#N/A"},{"$error":"#N/A"},{"$error":"#N/A"},{"$error":"#N/A"},{"$error":"#N/A"},{"$error":"#N/A"},{"$error":"#N/A"},{"$error":"#N/A"},{"$error":"#N/A"},{"$error":"#N/A"},{"$error":"#N/A"},{"$error":"#N/A"},{"$error":"#N/A"},0.94550428979069223,0.94155894800656104,0.93758455329132395,0.93370489307080817,0.92979638936510278,0.92598078406742157,0.92213654625084707,0.91838342250811156,0.9146607255824899,0.91090971402044441,0.90724723958153397,0.90361409846192831,0.90000993966464427,0.89643441777040334,0.89288719282727569,0.89,0.89,0.88,0.88,0.87,0.87,0.87,0.86,0.86,0.86,0.85,0.85,0.85,0.85,0.84,0.84,0.84,0.83,0.83,0.83,0.82,0.82,0.82,0.82,0.81,0.81,0.81,0.8,0.8,0.8,0.8,0.79,0.79,0.79,0.79,0.78,0.78,0.78,0.78,0.77,0.77,0.77,0.77,0.76,0.76,0.76,0.76,0.75,0.75,0.75,0.75,{"$error":"#N/A"},{"$error":"#N/A"},{"$error":"#N/A"},{"$error":"#N/A"},{"$error":"#N/A"},{"$error":"#N/A"},{"$error":"#N/A"},{"$error":"#N/A"},{"$error":"#N/A"},{"$error":"#N/A"}]
["R134a",16,136,{"$error":"#N/A"},{"$error":"#N/A"},{"$error":"#N/A"},{"$error":"#N/A"},{"$error":"#N/A"},{"$error":"#N/A"},{"$error":"#N/A"},{"$error":"#N/A"},{"$error":"#N/A"},{"$error":"#N/A"},{"$error":"#N/A"},{"$error":"#N/A"},{"$error":"#N/A"},{"$error":"#N/A"},{"$error":"#N/A"},{"$error":"#N/A"},{"$error":"#N/A"},{"$error":"#N/A"},{"$error":"#N/A"},{"$error":"#N/A"},{"$error":"#N/A"},{"$error":"#N/A"},{"$error":"#N/A"},{"$error":"#N/A"},{"$error":"#N/A"},{"$error":"#N/A"},{"$error":"#N/A"},{"$error":"#N/A"},{"$error":"#N/A"},{"$error":"#N/A"},{"$error":"#N/A"},{"$error":"#N/A"},{"$error":"#N/A"},{"$error":"#N/A"},{"$error":"#N/A"},{"$error":"#N/A"},{"$error":"#N/A"},{"$error":"#N/A"},{"$error":"#N/A"},{"$error":"#N/A"},{"$error":"#N/A"},{"$error":"#N/A"},{"$error":"#N/A"},{"$error":"#N/A"},{"$error":"#N/A"},{"$error":"#N/A"},{"$error":"#N/A"},{"$error":"#N/A"},{"$error":"#N/A"},{"$error":"#N/A"},{"$error":"#N/A"},{"$error":"#N/A"},{"$error":"#N/A"},{"$error":"#N/A"},{"$error":"#N/A"},0.95571166731995594,0.95168667667611906,0.94763236346921786,0.94367499644690844,0.93968851461373348,0.93579708120673522,0.93187674258022279,0.9280496086309038,0.92425378149698534,0.92042936551354892,0.91669549236304326,0.91299179095735661,0.90931789706170552,0.90567345228055618,0.90205810394107611,0.9,0.89,0.89,0.89,0.88,0.88,0.88,0.87,0.87,0.87,0.86,0.86,0.86,0.85,0.85,0.85,0.84,0.84,0.84,0.83,0.83,0.83,0.83,0.82,0.82,0.82,0.81,0.81,0.81,0.81,0.8,0.8,0.8,0.8,0.79,0.79,0.79,0.78,0.78,0.78,0.78,0.78,0.77,0.77,0.77,0.77,0.76,0.76,0.76,0.76,0.75,{"$error":"#N/A"},{"$error":"#N/A"},{"$error":"#N/A"},{"$error":"#N/A"},{"$error":"#N/A"},{"$error":"#N/A"},{"$error":"#N/A"},{"$error":"#N/A"},{"$error":"#N/A"},{"$error":"#N/A"}]
["R134a",17,137,{"$error":"#N/A"},{"$error":"#N/A"},{"$error":"#N/A"},{"$error":"#N/A"},{"$error":"#N/A"},{"$error":"#N/A"},{"$error":"#N/A"},{"$error":"#N/A"},{"$error":"#N/A"},{"$error":"#N/A"},{"$error":"#N/A"},{"$error":"#N/A"},{"$error":"#N/A"},{"$error":"#N/A"},{"$error":"#N/A"},{"$error":"#N/A"},{"$error":"#N/A"},{"$error":"#N/A"},{"$error":"#N/A"},{"$error":"#N/A"},{"$error":"#N/A"},{"$error":"#N/A"},{"$error":"#N/A"},{"$error":"#N/A"},{"$error":"#N/A"},{"$error":"#N/A"},{"$error":"#N/A"},{"$error":"#N/A"},{"$error":"#N/A"},{"$error":"#N/A"},{"$error":"#N/A"},{"$error":"#N/A"},{"$error":"#N/A"},{"$error":"#N/A"},{"$error":"#N/A"},{"$error":"#N/A"},{"$error":"#N/A"},{"$error":"#N/A"},{"$error":"#N/A"},{"$error":"#N/A"},{"$error":"#N/A"},{"$error":"#N/A"},{"$error":"#N/A"},{"$error":"#N/A"},{"$error":"#N/A"},{"$error":"#N/A"},{"$error":"#N/A"},{"$error":"#N/A"},{"$error":"#N/A"},{"$error":"#N/A"},{"$error":"#N/A"},{"$error":"#N/A"},{"$error":"#N/A"},{"$error":"#N/A"},{"$error":"#N/A"},0.96611743718946475,0.96201046022975245,0.95787389281140334,0.95383655720913407,0.94976983682665572,0.94580038613539397,0.94180175852853287,0.93789849487566157,0.93402745155954736,0.93012754570752398,0.92632025343414515,0.92254400288630312,0.91879841596989942,0.91508312070634978,0.91139775110943744,0.91,0.9,0.9,0.9,0.89,0.89,0.89,0.88,0.88,0.88,0.87,0.87,0.87,0.86,0.86,0.86,0.85,0.85,0.85,0.84,0.84,0.84,0.83,0.83,0.83,0.83,0.82,0.82,0.82,0.81,0.81,0.81,0.81,0.8,0.8,0.8,0.79,0.79,0.79,0.79,0.78,0.78,0.78,0.78,0.77,0.77,0.77,0.77,0.77,0.76,0.76,{"$error":"#N/A"},{"$error":"#N/A"},{"$error":"#N/A"},{"$error":"#N/A"},{"$error":"#N/A"},{"$error":"#N/A"},{"$error":"#N/A"},{"$error":"#N/A"},{"$error":"#N/A"},{"$error":"#N/A"}]
["R134a",18,138,{"$error":"#N/A"},{"$error":"#N/A"},{"$error":"#N/A"},{"$error":"#N/A"},{"$error":"#N/A"},{"$error":"#N/A"},{"$error":"#N/A"},{"$error":"#N/A"},{"$error":"#N/A"},{"$error":"#N/A"},{"$error":"#N/A"},{"$error":"#N/A"},{"$error":"#N/A"},{"$error":"#N/A"},{"$error":"#N/A"},{"$error":"#N/A"},{"$error":"#N/A"},{"$error":"#N/A"},{"$error":"#N/A"},{"$error":"#N/A"},{"$error":"#N/A"},{"$error":"#N/A"},{"$error":"#N/A"},{"$error":"#N/A"},{"$error":"#N/A"},{"$error":"#N/A"},{"$error":"#N/A"},{"$error":"#N/A"},{"$error":"#N/A"},{"$error":"#N/A"},{"$error":"#N/A"},{"$error":"#N/A"},{"$error":"#N/A"},{"$error":"#N/A"},{"$error":"#N/A"},{"$error":"#N/A"},{"$error":"#N/A"},{"$error":"#N/A"},{"$error":"#N/A"},{"$error":"#N/A"},{"$error":"#N/A"},{"$error":"#N/A"},{"$error":"#N/A"},{"$error":"#N/A"},{"$error":"#N/A"},{"$error":"#N/A"},{"$error":"#N/A"},{"$error":"#N/A"},{"$error":"#N/A"},{"$error":"#N/A"},{"$error":"#N/A"},{"$error":"#N/A"},{"$error":"#N/A"},{"$error":"#N/A"},{"$error":"#N/A"},0.97679412509225805,0.9726021612039194,0.96838033956006053,0.96426012875488165,0.96011026336315874,0.95605997900586137,0.95198024579767537,0.94799812273245709,0.94404917524950649,0.94007109076070139,0.93618777302954126,0.93233640632581516,0.92851659793675845,0.9247279615591667,0.92097011716916299,0.92,0.91,0.91,0.91,0.9,0.9,0.89,0.89,0.89,0.88,0.88,0.88,0.87,0.87,0.87,0.86,0.86,0.86,0.85,0.85,0.85,0.85,0.84,0.84,0.84,0.83,0.83,0.83,0.82,0.82,0.82,0.82,0.81,0.81,0.81,0.81,0.8,0.8,0.8,0.79,0.79,0.79,0.79,0.78,0.78,0.78,0.78,0.78,0.77,0.77,0.77,{"$error":"#N/A"},{"$error":"#N/A"},{"$error":"#N/A"},{"$error":"#N/A"},{"$error":"#N/A"},{"$error":"#N/A"},{"$error":"#N/A"},{"$error":"#N/A"},{"$error":"#N/A"},{"$error":"#N/A"}]
["R134a",19,139,{"$error":"#N/A"},{"$error":"#N/A"},{"$error":"#N/A"},{"$error":"#N/A"},{"$error":"#N/A"},{"$error":"#N/A"},{"$error":"#N/A"},{"$error":"#N/A"},{"$error":"#N/A"},{"$error":"#N/A"},{"$error":"#N/A"},{"$error":"#N/A"},{"$error":"#N/A"},{"$error":"#N/A"},{"$error":"#N/A"},{"$error":"#N/A"},{"$error":"#N/A"},{"$error":"#N/A"},{"$error":"#N/A"},{"$error":"#N/A"},{"$error":"#N/A"},{"$error":"#N/A"},{"$error":"#N/A"},{"$error":"#N/A"},{"$error":"#N/A"},{"$error":"#N/A"},{"$error":"#N/A"},{"$error":"#N/A"},{"$error":"#N/A"},{"$error":"#N/A"},{"$error":"#N/A"},{"$error":"#N/A"},{"$error":"#N/A"},{"$error":"#N/A"},{"$error":"#N/A"},{"$error":"#N/A"},{"$error":"#N/A"},{"$error":"#N/A"},{"$error":"#N/A"},{"$error":"#N/A"},{"$error":"#N/A"},{"$error":"#N/A"},{"$error":"#N/A"},{"$error":"#N/A"},{"$error":"#N/A"},{"$error":"#N/A"},{"$error":"#N/A"},{"$error":"#N/A"},{"$error":"#N/A"},{"$error":"#N/A"},{"$error":"#N/A"},{"$error":"#N/A"},{"$error":"#N/A"},{"$error":"#N/A"},{"$error":"#N/A"},0.98768362074898108,0.98340411125055016,0.97909447942912875,0.97488891917795029,0.97065343680557992,0.96651992548215482,0.96235669522028533,0.95829339706340055,0.95426426705706091,0.95020572684629157,0.94624417825312668,0.94231552508125727,0.9384193592953336,0.93455527958058804,0.93072289120503793,0.93,0.92,0.92,0.92,0.91,0.91,0.9,0.9,0.9,0.89,0.89,0.89,0.88,0.88,0.88,0.87,0.87,0.87,0.86,0.86,0.86,0.85,0.85,0.85,0.84,0.84,0.84,0.84,0.83,0.83,0.83,0.82,0.82,0.82,0.82,0.81,0.81,0.81,0.8,0.8,0.8,0.8,0.79,0.79,0.79,0.79,0.78,0.78,0.78,0.78,0.78,{"$error":"#N/A"},{"$error":"#N/A"},{"$error":"#N/A"},{"$error":"#N/A"},{"$error":"#N/A"},{"$error":"#N/A"},{"$error":"#N/A"},{"$error":"#N/A"},{"$error":"#N/A"},{"$error":"#N/A"}]
["R134a",20,140,{"$error":"#N/A"},{"$error":"#N/A"},{"$error":"#N/A"},{"$error":"#N/A"},{"$error":"#N/A"},{"$error":"#N/A"},{"$error":"#N/A"},{"$error":"#N/A"},{"$error":"#N/A"},{"$error":"#N/A"},{"$error":"#N/A"},{"$error":"#N/A"},{"$error":"#N/A"},{"$error":"#N/A"},{"$error":"#N/A"},{"$error":"#N/A"},{"$error":"#N/A"},{"$error":"#N/A"},{"$error":"#N/A"},{"$error":"#N/A"},{"$error":"#N/A"},{"$error":"#N/A"},{"$error":"#N/A"},{"$error":"#N/A"},{"$error":"#N/A"},{"$error":"#N/A"},{"$error":"#N/A"},{"$error":"#N/A"},{"$error":"#N/A"},{"$error":"#N/A"},{"$error":"#N/A"},{"$error":"#N/A"},{"$error":"#N/A"},{"$error":"#N/A"},{"$error":"#N/A"},{"$error":"#N/A"},{"$error":"#N/A"},{"$error":"#N/A"},{"$error":"#N/A"},{"$error":"#N/A"},{"$error":"#N/A"},{"$error":"#N/A"},{"$error":"#N/A"},{"$error":"#N/A"},{"$error":"#N/A"},{"$error":"#N/A"},{"$error":"#N/A"},{"$error":"#N/A"},{"$error":"#N/A"},{"$error":"#N/A"},{"$error":"#N/A"},{"$error":"#N/A"},{"$error":"#N/A"},{"$error":"#N/A"},{"$error":"#N/A"},0.99890263436093008,0.99453213182848077,0.99013124290937493,0.98583699340481135,0.98151255422880679,0.9772925794170676,0.97304261508448009,0.9688950044789103,0.96478260231747581,0.9606405156100013,0.95659773989300534,0.95258884894553919,0.94861341853459802,0.94467103147953635,0.94076127750612881,0.94,0.93,0.93,0.93,0.92,0.92,0.91,0.91,0.91,0.9,0.9,0.9,0.89,0.89,0.89,0.88,0.88,0.88,0.87,0.87,0.87,0.86,0.86,0.86,0.85,0.85,0.85,0.84,0.84,0.84,0.83,0.83,0.83,0.83,0.82,0.82,0.82,0.82,0.81,0.81,0.81,0.8,0.8,0.8,0.8,0.79,0.79,0.79,0.79,0.78,0.78,{"$error":"#N/A"},{"$error":"#N/A"},{"$error":"#N/A"},{"$error":"#N/A"},{"$error":"#N/A"},{"$error":"#N/A"},{"$error":"#N/A"},{"$error":"#N/A"},{"$error":"#N/A"},{"$error":"#N/A"}]
["R134a",21,141,{"$error":"#N/A"},{"$error":"#N/A"},{"$error":"#N/A"},{"$error":"#N/A"},{"$error":"#N/A"},{"$error":"#N/A"},{"$error":"#N/A"},{"$error":"#N/A"},{"$error":"#N/A"},{"$error":"#N/A"},{"$error":"#N/A"},{"$error":"#N/A"},{"$error":"#N/A"},{"$error":"#N/A"},{"$error":"#N/A"},{"$error":"#N/A"},{"$error":"#N/A"},{"$error":"#N/A"},{"$error":"#N/A"},{"$error":"#N/A"},{"$error":"#N/A"},{"$error":"#N/A"},{"$error":"#N/A"},{"$error":"#N/A"},{"$error":"#N/A"},{"$error":"#N/A"},{"$error":"#N/A"},{"$error":"#N/A"},{"$error":"#N/A"},{"$error":"#N/A"},{"$error":"#N/A"},{"$error":"#N/A"},{"$error":"#N/A"},{"$error":"#N/A"},{"$error":"#N/A"},{"$error":"#N/A"},{"$error":"#N/A"},{"$error":"#N/A"},{"$error":"#N/A"},{"$error":"#N/A"},{"$error":"#N/A"},{"$error":"#N/A"},{"$error":"#N/A"},{"$error":"#N/A"},{"$error":"#N/A"},{"$error":"#N/A"},{"$error":"#N/A"},{"$error":"#N/A"},{"$error":"#N/A"},{"$error":"#N/A"},{"$error":"#N/A"},{"$error":"#N/A"},{"$error":"#N/A"},{"$error":"#N/A"},{"$error":"#N/A"},1.0103100747044387,1.0058459468669874,1.0013511737487433,0.99696569415568315,0.99254976195096567,0.98824087034381913,0.98390172272430743,0.97966743018167268,0.97546942663783875,0.97124146758969943,0.96711521413645574,0.96302387257786082,0.95896700170040139,0.95494416769406731,0.95095494399771263,0.95,0.94,0.94,0.94,0.93,0.93,0.92,0.92,0.92,0.91,0.91,0.91,0.9,0.9,0.89,0.89,0.89,0.88,0.88,0.88,0.87,0.87,0.87,0.86,0.86,0.86,0.86,0.85,0.85,0.85,0.84,0.84,0.84,0.83,0.83,0.83,0.83,0.82,0.82,0.82,0.82,0.81,0.81,0.81,0.8,0.8,0.8,0.8,0.79,0.79,0.79,{"$error":"#N/A"},{"$error":"#N/A"},{"$error":"#N/A"},{"$error":"#N/A"},{"$error":"#N/A"},{"$error":"#N/A"},{"$error":"#N/A"},{"$error":"#N/A"},{"$error":"#N/A"},{"$error":"#N/A"}]
["R134a",22,142,{"$error":"#N/A"},{"$error":"#N/A"},{"$error":"#N/A"},{"$error":"#N/A"},{"$error":"#N/A"},{"$error":"#N/A"},{"$error":"#N/A"},{"$error":"#N/A"},{"$error":"#N/A"},{"$error":"#N/A"},{"$error":"#N/A"},{"$error":"#N/A"},{"$error":"#N/A"},{"$error":"#N/A"},{"$error":"#N/A"},{"$error":"#N/A"},{"$error":"#N/A"},{"$error":"#N/A"},{"$error":"#N/A"},{"$error":"#N/A"},{"$error":"#N/A"},{"$error":"#N/A"},{"$error":"#N/A"},{"$error":"#N/A"},{"$error":"#N/A"},{"$error":"#N/A"},{"$error":"#N/A"},{"$error":"#N/A"},{"$error":"#N/A"},{"$error":"#N/A"},{"$error":"#N/A"},{"$error":"#N/A"},{"$error":"#N/A"},{"$error":"#N/A"},{"$error":"#N/A"},{"$error":"#N/A"},{"$error":"#N/A"},{"$error":"#N/A"},{"$error":"#N/A"},{"$error":"#N/A"},{"$error":"#N/A"},{"$error":"#N/A"},{"$error":"#N/A"},{"$error":"#N/A"},{"$error":"#N/A"},{"$error":"#N/A"},{"$error":"#N/A"},{"$error":"#N/A"},{"$error":"#N/A"},{"$error":"#N/A"},{"$error":"#N/A"},{"$error":"#N/A"},{"$error":"#N/A"},{"$error":"#N/A"},{"$error":"#N/A"},1.0219950073768791,1.0174341456169624,1.0128423830247977,1.0083626673458759,1.0038522388645972,0.99945152276631122,0.99502028636471485,0.99069649839113394,0.98641012524377858,0.98209352708886533,0.97788111612708717,0.97370468671104715,0.96956377978092734,0.96545794405287744,0.96138673585506418,0.96,0.95,0.95,0.95,0.94,0.94,0.93,0.93,0.93,0.92,0.92,0.92,0.91,0.91,0.9,0.9,0.9,0.89,0.89,0.89,0.88,0.88,0.88,0.87,0.87,0.87,0.86,0.86,0.86,0.85,0.85,0.85,0.85,0.84,0.84,0.84,0.83,0.83,0.83,0.83,0.82,0.82,0.82,0.81,0.81,0.81,0.81,0.8,0.8,0.8,0.8,{"$error":"#N/A"},{"$error":"#N/A"},{"$error":"#N/A"},{"$error":"#N/A"},{"$error":"#N/A"},{"$error":"#N/A"},{"$error":"#N/A"},{"$error":"#N/A"},{"$error":"#N/A"},{"$error":"#N/A"}]
["R134a",23,143,{"$error":"#N/A"},{"$error":"#N/A"},{"$error":"#N/A"},{"$error":"#N/A"},{"$error":"#N/A"},{"$error":"#N/A"},{"$error":"#N/A"},{"$error":"#N/A"},{"$error":"#N/A"},{"$error":"#N/A"},{"$error":"#N/A"},{"$error":"#N/A"},{"$error":"#N/A"},{"$error":"#N/A"},{"$error":"#N/A"},{"$error":"#N/A"},{"$error":"#N/A"},{"$error":"#N/A"},{"$error":"#N/A"},{"$error":"#N/A"},{"$error":"#N/A"},{"$error":"#N/A"},{"$error":"#N/A"},{"$error":"#N/A"},{"$error":"#N/A"},{"$error":"#N/A"},{"$error":"#N/A"},{"$error":"#N/A"},{"$error":"#N/A"},{"$error":"#N/A"},{"$error":"#N/A"},{"$error":"#N/A"},{"$error":"#N/A"},{"$error":"#N/A"},{"$error":"#N/A"},{"$error":"#N/A"},{"$error":"#N/A"},{"$error":"#N/A"},{"$error":"#N/A"},{"$error":"#N/A"},{"$error":"#N/A"},{"$error":"#N/A"},{"$error":"#N/A"},{"$error":"#N/A"},{"$error":"#N/A"},{"$error":"#N/A"},{"$error":"#N/A"},{"$error":"#N/A"},{"$error":"#N/A"},{"$error":"#N/A"},{"$error":"#N/A"},{"$error":"#N/A"},{"$error":"#N/A"},{"$error":"#N/A"},{"$error":"#N/A"},1.0339665002150558,1.0293056609539262,1.0246136693370418,1.0200365821096269,1.0154285252694337,1.0109329527401314,1.0064065983973745,1.0019903822171812,0.99761275433370822,0.9932046339058318,0.98890327335478567,0.98463900872635646,0.98041136219532943,0.97621986410776795,0.9720640528070863,0.97,0.96,0.96,0.96,0.95,0.95,0.94,0.94,0.94,0.93,0.93,0.92,0.92,0.92,0.91,0.91,0.91,0.9,0.9,0.9,0.89,0.89,0.89,0.88,0.88,0.88,0.87,0.87,0.87,0.86,0.86,0.86,0.85,0.85,0.85,0.85,0.84,0.84,0.84,0.83,0.83,0.83,0.83,0.82,0.82,0.82,0.82,0.81,0.81,0.81,0.81,{"$error":"#N/A"},{"$error":"#N/A"},{"$error":"#N/A"},{"$error":"#N/A"},{"$error":"#N/A"},{"$error":"#N/A"},{"$error":"#N/A"},{"$error":"#N/A"},{"$error":"#N/A"},{"$error":"#N/A"}]
["R134a",24,144,{"$error":"#N/A"},{"$error":"#N/A"},{"$error":"#N/A"},{"$error":"#N/A"},{"$error":"#N/A"},{"$error":"#N/A"},{"$error":"#N/A"},{"$error":"#N/A"},{"$error":"#N/A"},{"$error":"#N/A"},{"$error":"#N/A"},{"$error":"#N/A"},{"$error":"#N/A"},{"$error":"#N/A"},{"$error":"#N/A"},{"$error":"#N/A"},{"$error":"#N/A"},{"$error":"#N/A"},{"$error":"#N/A"},{"$error":"#N/A"},{"$error":"#N/A"},{"$error":"#N/A"},{"$error":"#N/A"},{"$error":"#N/A"},{"$error":"#N/A"},{"$error":"#N/A"},{"$error":"#N/A"},{"$error":"#N/A"},{"$error":"#N/A"},{"$error":"#N/A"},{"$error":"#N/A"},{"$error":"#N/A"},{"$error":"#N/A"},{"$error":"#N/A"},{"$error":"#N/A"},{"$error":"#N/A"},{"$error":"#N/A"},{"$error":"#N/A"},{"$error":"#N/A"},{"$error":"#N/A"},{"$error":"#N/A"},{"$error":"#N/A"},{"$error":"#N/A"},{"$error":"#N/A"},{"$error":"#N/A"},{"$error":"#N/A"},{"$error":"#N/A"},{"$error":"#N/A"},{"$error":"#N/A"},{"$error":"#N/A"},{"$error":"#N/A"},{"$error":"#N/A"},{"$error":"#N/A"},{"$error":"#N/A"},{"$error":"#N/A"},1.0462235519389544,1.0414590526059955,1.0366631554001537,1.0319851395853692,1.0272759025847658,1.0226820367512308,1.01805713211923,1.0135451659339672,1.0090730167916615,1.004570111124762,1.0001766423985656,0.99582143584125926,0.99150399378923271,0.98722382717221735,0.98298045532860345,0.98,0.98,0.97,0.97,0.96,0.96,0.95,0.95,0.95,0.94,0.94,0.94,0.93,0.93,0.92,0.92,0.92,0.91,0.91,0.91,0.9,0.9,0.9,0.89,0.89,0.89,0.88,0.88,0.88,0.87,0.87,0.87,0.86,0.86,0.86,0.85,0.85,0.85,0.85,0.84,0.84,0.84,0.83,0.83,0.83,0.83,0.82,0.82,0.82,0.82,0.81,{"$error":"#N/A"},{"$error":"#N/A"},{"$error":"#N/A"},{"$error":"#N/A"},{"$error":"#N/A"},{"$error":"#N/A"},{"$error":"#N/A"},{"$error":"#N/A"},{"$error":"#N/A"},{"$error":"#N/A"}]
["R134a",25,145,{"$error":"#N/A"},{"$error":"#N/A"},{"$error":"#N/A"},{"$error":"#N/A"},{"$error":"#N/A"},{"$error":"#N/A"},{"$error":"#N/A"},{"$error":"#N/A"},{"$error":"#N/A"},{"$error":"#N/A"},{"$error":"#N/A"},{"$error":"#N/A"},{"$error":"#N/A"},{"$error":"#N/A"},{"$error":"#N/A"},{"$error":"#N/A"},{"$error":"#N/A"},{"$error":"#N/A"},{"$error":"#N/A"},{"$error":"#N/A"},{"$error":"#N/A"},{"$error":"#N/A"},{"$error":"#N/A"},{"$error":"#N/A"},{"$error":"#N/A"},{"$error":"#N/A"},{"$error":"#N/A"},{"$error":"#N/A"},{"$error":"#N/A"},{"$error":"#N/A"},{"$error":"#N/A"},{"$error":"#N/A"},{"$error":"#N/A"},{"$error":"#N/A"},{"$error":"#N/A"},{"$error":"#N/A"},{"$error":"#N/A"},{"$error":"#N/A"},{"$error":"#N/A"},{"$error":"#N/A"},{"$error":"#N/A"},{"$error":"#N/A"},{"$error":"#N/A"},{"$error":"#N/A"},{"$error":"#N/A"},{"$error":"#N/A"},{"$error":"#N/A"},{"$error":"#N/A"},{"$error":"#N/A"},{"$error":"#N/A"},{"$error":"#N/A"},{"$error":"#N/A"},{"$error":"#N/A"},{"$error":"#N/A"},{"$error":"#N/A"},1.0588649830015784,1.0539925489990147,1.0490884760701931,1.0443053979118184,1.0394908506227856,1.0347946926027616,1.0300672416550438,1.0254556557948771,1.0208851778100823,1.0162836811286362,1.0117944179179292,1.0073446414202798,1.0029338329403328,0.99856148282786716,0.99422709028148748,0.99,0.99,0.98,0.98,0.97,0.97,0.97,0.96,0.96,0.95,0.95,0.95,0.94,0.94,0.93,0.93,0.93,0.92,0.92,0.92,0.91,0.91,0.9,0.9,0.9,0.89,0.89,0.89,0.88,0.88,0.88,0.88,0.87,0.87,0.87,0.86,0.86,0.86,0.85,0.85,0.85,0.85,0.84,0.84,0.84,0.83,0.83,0.83,0.83,0.82,0.82,{"$error":"#N/A"},{"$error":"#N/A"},{"$error":"#N/A"},{"$error":"#N/A"},{"$error":"#N/A"},{"$error":"#N/A"},{"$error":"#N/A"},{"$error":"#N/A"},{"$error":"#N/A"},{"$error":"#N/A"}]
["R134a",26,146,{"$error":"#N/A"},{"$error":"#N/A"},{"$error":"#N/A"},{"$error":"#N/A"},{"$error":"#N/A"},{"$error":"#N/A"},{"$error":"#N/A"},{"$error":"#N/A"},{"$error":"#N/A"},{"$error":"#N/A"},{"$error":"#N/A"},{"$error":"#N/A"},{"$error":"#N/A"},{"$error":"#N/A"},{"$error":"#N/A"},{"$error":"#N/A"},{"$error":"#N/A"},{"$error":"#N/A"},{"$error":"#N/A"},{"$error":"#N/A"},{"$error":"#N/A"},{"$error":"#N/A"},{"$error":"#N/A"},{"$error":"#N/A"},{"$error":"#N/A"},{"$error":"#N/A"},{"$error":"#N/A"},{"$error":"#N/A"},{"$error":"#N/A"},{"$error":"#N/A"},{"$error":"#N/A"},{"$error":"#N/A"},{"$error":"#N/A"},{"$error":"#N/A"},{"$error":"#N/A"},{"$error":"#N/A"},{"$error":"#N/A"},{"$error":"#N/A"},{"$error":"#N/A"},{"$error":"#N/A"},{"$error":"#N/A"},{"$error":"#N/A"},{"$error":"#N/A"},{"$error":"#N/A"},{"$error":"#N/A"},{"$error":"#N/A"},{"$error":"#N/A"},{"$error":"#N/A"},{"$error":"#N/A"},{"$error":"#N/A"},{"$error":"#N/A"},{"$error":"#N/A"},{"$error":"#N/A"},{"$error":"#N/A"},{"$error":"#N/A"},1.0717030082398276,1.0667198146816972,1.061704750541564,1.0568138906933542,1.0518913223524244,1.0470902535044782,1.042257645425998,1.0375439173813579,1.0328726341115069,1.0281700767676112,1.0235826323741013,1.0190359422634359,1.0145294657533561,1.0100626716837173,1.005635038207787,1,1,0.99,0.99,0.98,0.98,0.98,0.97,0.97,0.96,0.96,0.96,0.95,0.95,0.94,0.94,0.94,0.93,0.93,0.93,0.92,0.92,0.91,0.91,0.91,0.9,0.9,0.9,0.89,0.89,0.89,0.88,0.88,0.88,0.87,0.87,0.87,0.87,0.86,0.86,0.86,0.85,0.85,0.85,0.85,0.84,0.84,0.84,0.83,0.83,0.83,{"$error":"#N/A"},{"$error":"#N/A"},{"$error":"#N/A"},{"$error":"#N/A"},{"$error":"#N/A"},{"$error":"#N/A"},{"$error":"#N/A"},{"$error":"#N/A"},{"$error":"#N/A"},{"$error":"#N/A"}]
["R134a",27,147,{"$error":"#N/A"},{"$error":"#N/A"},{"$error":"#N/A"},{"$error":"#N/A"},{"$error":"#N/A"},{"$error":"#N/A"},{"$error":"#N/A"},{"$error":"#N/A"},{"$error":"#N/A"},{"$error":"#N/A"},{"$error":"#N/A"},{"$error":"#N/A"},{"$error":"#N/A"},{"$error":"#N/A"},{"$error":"#N/A"},{"$error":"#N/A"},{"$error":"#N/A"},{"$error":"#N/A"},{"$error":"#N/A"},{"$error":"#N/A"},{"$error":"#N/A"},{"$error":"#N/A"},{"$error":"#N/A"},{"$error":"#N/A"},{"$error":"#N/A"},{"$error":"#N/A"},{"$error":"#N/A"},{"$error":"#N/A"},{"$error":"#N/A"},{"$error":"#N/A"},{"$error":"#N/A"},{"$error":"#N/A"},{"$error":"#N/A"},{"$error":"#N/A"},{"$error":"#N/A"},{"$error":"#N/A"},{"$error":"#N/A"},{"$error":"#N/A"},{"$error":"#N/A"},{"$error":"#N/A"},{"$error":"#N/A"},{"$error":"#N/A"},{"$error":"#N/A"},{"$error":"#N/A"},{"$error":"#N/A"},{"$error":"#N/A"},{"$error":"#N/A"},{"$error":"#N/A"},{"$error":"#N/A"},{"$error":"#N/A"},{"$error":"#N/A"},{"$error":"#N/A"},{"$error":"#N/A"},{"$error":"#N/A"},{"$error":"#N/A"},1.084903674264649,1.0798052905947495,1.0746748125993473,1.0696718928333118,1.0646370321183505,1.0597269198911574,1.054785028105014,1.0499651646995876,1.04518914987099,1.0403816102999288,1.0356921890043076,1.0310448522587756,1.0264390360712763,1.0218741864826493,1.0173497593445224,1.01,1.01,1.01,1,1,0.99,0.99,0.98,0.98,0.98,0.97,0.97,0.96,0.96,0.95,0.95,0.95,0.94,0.94,0.94,0.93,0.93,0.92,0.92,0.92,0.91,0.91,0.91,0.9,0.9,0.9,0.89,0.89,0.89,0.88,0.88,0.88,0.87,0.87,0.87,0.87,0.86,0.86,0.86,0.85,0.85,0.85,0.85,0.84,0.84,0.84,{"$error":"#N/A"},{"$error":"#N/A"},{"$error":"#N/A"},{"$error":"#N/A"},{"$error":"#N/A"},{"$error":"#N/A"},{"$error":"#N/A"},{"$error":"#N/A"},{"$error":"#N/A"},{"$error":"#N/A"}]
["R134a",28,148,{"$error":"#N/A"},{"$error":"#N/A"},{"$error":"#N/A"},{"$error":"#N/A"},{"$error":"#N/A"},{"$error":"#N/A"},{"$error":"#N/A"},{"$error":"#N/A"},{"$error":"#N/A"},{"$error":"#N/A"},{"$error":"#N/A"},{"$error":"#N/A"},{"$error":"#N/A"},{"$error":"#N/A"},{"$error":"#N/A"},{"$error":"#N/A"},{"$error":"#N/A"},{"$error":"#N/A"},{"$error":"#N/A"},{"$error":"#N/A"},{"$error":"#N/A"},{"$error":"#N/A"},{"$error":"#N/A"},{"$error":"#N/A"},{"$error":"#N/A"},{"$error":"#N/A"},{"$error":"#N/A"},{"$error":"#N/A"},{"$error":"#N/A"},{"$error":"#N/A"},{"$error":"#N/A"},{"$error":"#N/A"},{"$error":"#N/A"},{"$error":"#N/A"},{"$error":"#N/A"},{"$error":"#N/A"},{"$error":"#N/A"},{"$error":"#N/A"},{"$error":"#N/A"},{"$error":"#N/A"},{"$error":"#N/A"},{"$error":"#N/A"},{"$error":"#N/A"},{"$error":"#N/A"},{"$error":"#N/A"},{"$error":"#N/A"},{"$error":"#N/A"},{"$error":"#N/A"},{"$error":"#N/A"},{"$error":"#N/A"},{"$error":"#N/A"},{"$error":"#N/A"},{"$error":"#N/A"},{"$error":"#N/A"},{"$error":"#N/A"},1.0985277861905633,1.0933093236260929,1.0880585509477143,1.0829388490499097,1.0777869805938634,1.072763262054546,1.0677075294498708,1.0627771201296814,1.0578920363292896,1.0529751815489645,1.0481795886596719,1.0434274791255931,1.0387182641972377,1.0340513657059793,1.0294262158274223,1.03,1.02,1.02,1.01,1.01,1,1,0.99,0.99,0.99,0.98,0.98,0.97,0.97,0.97,0.96,0.96,0.95,0.95,0.95,0.94,0.94,0.93,0.93,0.93,0.92,0.92,0.92,0.91,0.91,0.91,0.9,0.9,0.9,0.89,0.89,0.89,0.88,0.88,0.88,0.87,0.87,0.87,0.87,0.86,0.86,0.86,0.85,0.85,0.85,0.85,{"$error":"#N/A"},{"$error":"#N/A"},{"$error":"#N/A"},{"$error":"#N/A"},{"$error":"#N/A"},{"$error":"#N/A"},{"$error":"#N/A"},{"$error":"#N/A"},{"$error":"#N/A"},{"$error":"#N/A"}]
["R134a",29,149,{"$error":"#N/A"},{"$error":"#N/A"},{"$error":"#N/A"},{"$error":"#N/A"},{"$error":"#N/A"},{"$error":"#N/A"},{"$error":"#N/A"},{"$error":"#N/A"},{"$error":"#N/A"},{"$error":"#N/A"},{"$error":"#N/A"},{"$error":"#N/A"},{"$error":"#N/A"},{"$error":"#N/A"},{"$error":"#N/A"},{"$error":"#N/A"},{"$error":"#N/A"},{"$error":"#N/A"},{"$error":"#N/A"},{"$error":"#N/A"},{"$error":"#N/A"},{"$error":"#N/A"},{"$error":"#N/A"},{"$error":"#N/A"},{"$error":"#N/A"},{"$error":"#N/A"},{"$error":"#N/A"},{"$error":"#N/A"},{"$error":"#N/A"},{"$error":"#N/A"},{"$error":"#N/A"},{"$error":"#N/A"},{"$error":"#N/A"},{"$error":"#N/A"},{"$error":"#N/A"},{"$error":"#N/A"},{"$error":"#N/A"},{"$error":"#N/A"},{"$error":"#N/A"},{"$error":"#N/A"},{"$error":"#N/A"},{"$error":"#N/A"},{"$error":"#N/A"},{"$error":"#N/A"},{"$error":"#N/A"},{"$error":"#N/A"},{"$error":"#N/A"},{"$error":"#N/A"},{"$error":"#N/A"},{"$error":"#N/A"},{"$error":"#N/A"},{"$error":"#N/A"},{"$error":"#N/A"},{"$error":"#N/A"},{"$error":"#N/A"},1.1124146341616885,1.1070721946166218,1.1016972423745137,1.0964570063405694,1.0911843901856519,1.0860434526608467,1.080870277536532,1.0758258425795129,1.0708282737782662,1.0657986972685189,1.0608936408050873,1.0560335259584672,1.0512177378922072,1.0464456729342011,1.0417167383244275,1.04,1.03,1.03,1.02,1.02,1.02,1.01,1.01,1,1,0.99,0.99,0.99,0.98,0.98,0.97,0.97,0.96,0.96,0.96,0.95,0.95,0.95,0.94,0.94,0.93,0.93,0.93,0.92,0.92,0.92,0.91,0.91,0.91,0.9,0.9,0.9,0.89,0.89,0.89,0.88,0.88,0.88,0.87,0.87,0.87,0.87,0.86,0.86,0.86,0.85,{"$error":"#N/A"},{"$error":"#N/A"},{"$error":"#N/A"},{"$error":"#N/A"},{"$error":"#N/A"},{"$error":"#N/A"},{"$error":"#N/A"},{"$error":"#N/A"},{"$error":"#N/A"},{"$error":"#N/A"}]
["R134a",30,150,{"$error":"#N/A"},{"$error":"#N/A"},{"$error":"#N/A"},{"$error":"#N/A"},{"$error":"#N/A"},{"$error":"#N/A"},{"$error":"#N/A"},{"$error":"#N/A"},{"$error":"#N/A"},{"$error":"#N/A"},{"$error":"#N/A"},{"$error":"#N/A"},{"$error":"#N/A"},{"$error":"#N/A"},{"$error":"#N/A"},{"$error":"#N/A"},{"$error":"#N/A"},{"$error":"#N/A"},{"$error":"#N/A"},{"$error":"#N/A"},{"$error":"#N/A"},{"$error":"#N/A"},{"$error":"#N/A"},{"$error":"#N/A"},{"$error":"#N/A"},{"$error":"#N/A"},{"$error":"#N/A"},{"$error":"#N/A"},{"$error":"#N/A"},{"$error":"#N/A"},{"$error":"#N/A"},{"$error":"#N/A"},{"$error":"#N/A"},{"$error":"#N/A"},{"$error":"#N/A"},{"$error":"#N/A"},{"$error":"#N/A"},{"$error":"#N/A"},{"$error":"#N/A"},{"$error":"#N/A"},{"$error":"#N/A"},{"$error":"#N/A"},{"$error":"#N/A"},{"$error":"#N/A"},{"$error":"#N/A"},{"$error":"#N/A"},{"$error":"#N/A"},{"$error":"#N/A"},{"$error":"#N/A"},{"$error":"#N/A"},{"$error":"#N/A"},{"$error":"#N/A"},{"$error":"#N/A"},{"$error":"#N/A"},{"$error":"#N/A"},1.1266672678008245,1.1211963229980304,1.1156926748409604,1.1103275394684713,1.1049298210844241,1.0996674549876357,1.0943726372687665,1.0892101156552936,1.0840960720358062,1.0789497919133988,1.0739314207882202,1.0689595160623488,1.0640334353431675,1.0591525480250796,1.054316235020399,1.05,1.05,1.04,1.04,1.03,1.03,1.02,1.02,1.01,1.01,1.01,1,1,0.99,0.99,0.98,0.98,0.98,0.97,0.97,0.96,0.96,0.96,0.95,0.95,0.94,0.94,0.94,0.93,0.93,0.93,0.92,0.92,0.92,0.91,0.91,0.91,0.9,0.9,0.9,0.89,0.89,0.89,0.88,0.88,0.88,0.87,0.87,0.87,0.87,0.86,{"$error":"#N/A"},{"$error":"#N/A"},{"$error":"#N/A"},{"$error":"#N/A"},{"$error":"#N/A"},{"$error":"#N/A"},{"$error":"#N/A"},{"$error":"#N/A"},{"$error":"#N/A"},{"$error":"#N/A"}]
["R134a",31,151,{"$error":"#N/A"},{"$error":"#N/A"},{"$error":"#N/A"},{"$error":"#N/A"},{"$error":"#N/A"},{"$error":"#N/A"},{"$error":"#N/A"},{"$error":"#N/A"},{"$error":"#N/A"},{"$error":"#N/A"},{"$error":"#N/A"},{"$error":"#N/A"},{"$error":"#N/A"},{"$error":"#N/A"},{"$error":"#N/A"},{"$error":"#N/A"},{"$error":"#N/A"},{"$error":"#N/A"},{"$error":"#N/A"},{"$error":"#N/A"},{"$error":"#N/A"},{"$error":"#N/A"},{"$error":"#N/A"},{"$error":"#N/A"},{"$error":"#N/A"},{"$error":"#N/A"},{"$error":"#N/A"},{"$error":"#N/A"},{"$error":"#N/A"},{"$error":"#N/A"},{"$error":"#N/A"},{"$error":"#N/A"},{"$error":"#N/A"},{"$error":"#N/A"},{"$error":"#N/A"},{"$error":"#N/A"},{"$error":"#N/A"},{"$error":"#N/A"},{"$error":"#N/A"},{"$error":"#N/A"},{"$error":"#N/A"},{"$error":"#N/A"},{"$error":"#N/A"},{"$error":"#N/A"},{"$error":"#N/A"},{"$error":"#N/A"},{"$error":"#N/A"},{"$error":"#N/A"},{"$error":"#N/A"},{"$error":"#N/A"},{"$error":"#N/A"},{"$error":"#N/A"},{"$error":"#N/A"},{"$error":"#N/A"},{"$error":"#N/A"},1.1413882471712327,1.1357831758818266,1.1301452232519933,1.1246497656211756,1.1191215332863251,1.1137325050361502,1.1083108209772536,1.1030251599839482,1.0977896755358967,1.0925217337773077,1.0873852509991009,1.0822968404804243,1.0772558305033233,1.0722615618064577,1.0673133872976819,1.06,1.06,1.05,1.05,1.05,1.04,1.04,1.03,1.03,1.02,1.02,1.01,1.01,1,1,1,0.99,0.99,0.98,0.98,0.97,0.97,0.97,0.96,0.96,0.96,0.95,0.95,0.94,0.94,0.94,0.93,0.93,0.93,0.92,0.92,0.92,0.91,0.91,0.91,0.9,0.9,0.9,0.89,0.89,0.89,0.88,0.88,0.88,0.88,0.87,{"$error":"#N/A"},{"$error":"#N/A"},{"$error":"#N/A"},{"$error":"#N/A"},{"$error":"#N/A"},{"$error":"#N/A"},{"$error":"#N/A"},{"$error":"#N/A"},{"$error":"#N/A"},{"$error":"#N/A"}]
["R134a",32,152,{"$error":"#N/A"},{"$error":"#N/A"},{"$error":"#N/A"},{"$error":"#N/A"},{"$error":"#N/A"},{"$error":"#N/A"},{"$error":"#N/A"},{"$error":"#N/A"},{"$error":"#N/A"},{"$error":"#N/A"},{"$error":"#N/A"},{"$error":"#N/A"},{"$error":"#N/A"},{"$error":"#N/A"},{"$error":"#N/A"},{"$error":"#N/A"},{"$error":"#N/A"},{"$error":"#N/A"},{"$error":"#N/A"},{"$error":"#N/A"},{"$error":"#N/A"},{"$error":"#N/A"},{"$error":"#N/A"},{"$error":"#N/A"},{"$error":"#N/A"},{"$error":"#N/A"},{"$error":"#N/A"},{"$error":"#N/A"},{"$error":"#N/A"},{"$error":"#N/A"},{"$error":"#N/A"},{"$error":"#N/A"},{"$error":"#N/A"},{"$error":"#N/A"},{"$error":"#N/A"},{"$error":"#N/A"},{"$error":"#N/A"},{"$error":"#N/A"},{"$error":"#N/A"},{"$error":"#N/A"},{"$error":"#N/A"},{"$error":"#N/A"},{"$error":"#N/A"},{"$error":"#N/A"},{"$error":"#N/A"},{"$error":"#N/A"},{"$error":"#N/A"},{"$error":"#N/A"},{"$error":"#N/A"},{"$error":"#N/A"},{"$error":"#N/A"},{"$error":"#N/A"},{"$error":"#N/A"},{"$error":"#N/A"},{"$error":"#N/A"},1.1564083499523092,1.1506645998697647,1.1448878086561101,1.1392576523884232,1.1335945463882013,1.1280746471439242,1.1225219031493689,1.1171090535589816,1.1117481554500377,1.1063545925369991,1.1010961738776379,1.0958875044862662,1.0907278816791042,1.0856166159437737,1.0805530306321236,1.08,1.07,1.07,1.06,1.06,1.05,1.05,1.04,1.04,1.03,1.03,1.03,1.02,1.02,1.01,1.01,1,1,0.99,0.99,0.99,0.98,0.98,0.97,0.97,0.97,0.96,0.96,0.95,0.95,0.95,0.94,0.94,0.94,0.93,0.93,0.93,0.92,0.92,0.92,0.91,0.91,0.91,0.9,0.9,0.9,0.89,0.89,0.89,0.88,0.88,{"$error":"#N/A"},{"$error":"#N/A"},{"$error":"#N/A"},{"$error":"#N/A"},{"$error":"#N/A"},{"$error":"#N/A"},{"$error":"#N/A"},{"$error":"#N/A"},{"$error":"#N/A"},{"$error":"#N/A"}]
["R134a",33,153,{"$error":"#N/A"},{"$error":"#N/A"},{"$error":"#N/A"},{"$error":"#N/A"},{"$error":"#N/A"},{"$error":"#N/A"},{"$error":"#N/A"},{"$error":"#N/A"},{"$error":"#N/A"},{"$error":"#N/A"},{"$error":"#N/A"},{"$error":"#N/A"},{"$error":"#N/A"},{"$error":"#N/A"},{"$error":"#N/A"},{"$error":"#N/A"},{"$error":"#N/A"},{"$error":"#N/A"},{"$error":"#N/A"},{"$error":"#N/A"},{"$error":"#N/A"},{"$error":"#N/A"},{"$error":"#N/A"},{"$error":"#N/A"},{"$error":"#N/A"},{"$error":"#N/A"},{"$error":"#N/A"},{"$error":"#N/A"},{"$error":"#N/A"},{"$error":"#N/A"},{"$error":"#N/A"},{"$error":"#N/A"},{"$error":"#N/A"},{"$error":"#N/A"},{"$error":"#N/A"},{"$error":"#N/A"},{"$error":"#N/A"},{"$error":"#N/A"},{"$error":"#N/A"},{"$error":"#N/A"},{"$error":"#N/A"},{"$error":"#N/A"},{"$error":"#N/A"},{"$error":"#N/A"},{"$error":"#N/A"},{"$error":"#N/A"},{"$error":"#N/A"},{"$error":"#N/A"},{"$error":"#N/A"},{"$error":"#N/A"},{"$error":"#N/A"},{"$error":"#N/A"},{"$error":"#N/A"},{"$error":"#N/A"},{"$error":"#N/A"},1.1719309518490599,1.1660423212886444,1.1601205066114124,1.1543496742453234,1.1485457321326908,1.1428891982736884,1.1371996440819092,1.1316540463129519,1.1261622727096767,1.1206376379209735,1.1152520119244047,1.1099179034555893,1.1046345768278822,1.0994013102960611,1.0942173957276418,1.0900000000000001,1.0900000000000001,1.08,1.08,1.07,1.07,1.06,1.06,1.05,1.05,1.04,1.04,1.03,1.03,1.02,1.02,1.02,1.01,1.01,1,1,0.99,0.99,0.99,0.98,0.98,0.97,0.97,0.97,0.96,0.96,0.95,0.95,0.95,0.94,0.94,0.94,0.93,0.93,0.93,0.92,0.92,0.92,0.91,0.91,0.91,0.9,0.9,0.9,0.89,0.89,{"$error":"#N/A"},{"$error":"#N/A"},{"$error":"#N/A"},{"$error":"#N/A"},{"$error":"#N/A"},{"$error":"#N/A"},{"$error":"#N/A"},{"$error":"#N/A"},{"$error":"#N/A"},{"$error":"#N/A"}]
["R134a",34,154,{"$error":"#N/A"},{"$error":"#N/A"},{"$error":"#N/A"},{"$error":"#N/A"},{"$error":"#N/A"},{"$error":"#N/A"},{"$error":"#N/A"},{"$error":"#N/A"},{"$error":"#N/A"},{"$error":"#N/A"},{"$error":"#N/A"},{"$error":"#N/A"},{"$error":"#N/A"},{"$error":"#N/A"},{"$error":"#N/A"},{"$error":"#N/A"},{"$error":"#N/A"},{"$error":"#N/A"},{"$error":"#N/A"},{"$error":"#N/A"},{"$error":"#N/A"},{"$error":"#N/A"},{"$error":"#N/A"},{"$error":"#N/A"},{"$error":"#N/A"},{"$error":"#N/A"},{"$error":"#N/A"},{"$error":"#N/A"},{"$error":"#N/A"},{"$error":"#N/A"},{"$error":"#N/A"},{"$error":"#N/A"},{"$error":"#N/A"},{"$error":"#N/A"},{"$error":"#N/A"},{"$error":"#N/A"},{"$error":"#N/A"},{"$error":"#N/A"},{"$error":"#N/A"},{"$error":"#N/A"},{"$error":"#N/A"},{"$error":"#N/A"},{"$error":"#N/A"},{"$error":"#N/A"},{"$error":"#N/A"},{"$error":"#N/A"},{"$error":"#N/A"},{"$error":"#N/A"},{"$error":"#N/A"},{"$error":"#N/A"},{"$error":"#N/A"},{"$error":"#N/A"},{"$error":"#N/A"},{"$error":"#N/A"},{"$error":"#N/A"},1.187831487287111,1.1817926409589083,1.1757204886611099,1.1698038506879771,1.1638539622318038,1.1580558600951121,1.1522245796036814,1.1465414864763792,1.140914179398784,1.1352538299816113,1.129736512131666,1.1242725630863495,1.1188612122211619,1.1135017036772192,1.1081932960092917,1.1100000000000001,1.1000000000000001,1.1000000000000001,1.0900000000000001,1.0900000000000001,1.08,1.07,1.07,1.07,1.06,1.06,1.05,1.05,1.04,1.04,1.03,1.03,1.02,1.02,1.01,1.01,1.01,1,1,0.99,0.99,0.98,0.98,0.98,0.97,0.97,0.97,0.96,0.96,0.95,0.95,0.95,0.94,0.94,0.94,0.93,0.93,0.93,0.92,0.92,0.92,0.91,0.91,0.91,0.9,0.9,{"$error":"#N/A"},{"$error":"#N/A"},{"$error":"#N/A"},{"$error":"#N/A"},{"$error":"#N/A"},{"$error":"#N/A"},{"$error":"#N/A"},{"$error":"#N/A"},{"$error":"#N/A"},{"$error":"#N/A"}]
["R134a",35,155,{"$error":"#N/A"},{"$error":"#N/A"},{"$error":"#N/A"},{"$error":"#N/A"},{"$error":"#N/A"},{"$error":"#N/A"},{"$error":"#N/A"},{"$error":"#N/A"},{"$error":"#N/A"},{"$error":"#N/A"},{"$error":"#N/A"},{"$error":"#N/A"},{"$error":"#N/A"},{"$error":"#N/A"},{"$error":"#N/A"},{"$error":"#N/A"},{"$error":"#N/A"},{"$error":"#N/A"},{"$error":"#N/A"},{"$error":"#N/A"},{"$error":"#N/A"},{"$error":"#N/A"},{"$error":"#N/A"},{"$error":"#N/A"},{"$error":"#N/A"},{"$error":"#N/A"},{"$error":"#N/A"},{"$error":"#N/A"},{"$error":"#N/A"},{"$error":"#N/A"},{"$error":"#N/A"},{"$error":"#N/A"},{"$error":"#N/A"},{"$error":"#N/A"},{"$error":"#N/A"},{"$error":"#N/A"},{"$error":"#N/A"},{"$error":"#N/A"},{"$error":"#N/A"},{"$error":"#N/A"},{"$error":"#N/A"},{"$error":"#N/A"},{"$error":"#N/A"},{"$error":"#N/A"},{"$error":"#N/A"},{"$error":"#N/A"},{"$error":"#N/A"},{"$error":"#N/A"},{"$error":"#N/A"},{"$error":"#N/A"},{"$error":"#N/A"},{"$error":"#N/A"},{"$error":"#N/A"},{"$error":"#N/A"},{"$error":"#N/A"},1.2042740488846249,1.198078110535933,1.1918487662289785,1.1857797012215079,1.1796772646761418,1.1737312155782462,1.167751847768248,1.1619251119525187,1.1561562348106629,1.1503541491031519,1.1446993183140213,1.1390998108170276,1.133554818692049,1.1280635496741638,1.1226252267762855,1.1200000000000001,1.1200000000000001,1.1100000000000001,1.1000000000000001,1.1000000000000001,1.0900000000000001,1.0900000000000001,1.08,1.08,1.07,1.07,1.06,1.06,1.05,1.05,1.04,1.04,1.04,1.03,1.03,1.02,1.02,1.01,1.01,1,1,1,0.99,0.99,0.98,0.98,0.98,0.97,0.97,0.97,0.96,0.96,0.95,0.95,0.95,0.94,0.94,0.94,0.93,0.93,0.93,0.92,0.92,0.92,0.91,0.91,{"$error":"#N/A"},{"$error":"#N/A"},{"$error":"#N/A"},{"$error":"#N/A"},{"$error":"#N/A"},{"$error":"#N/A"},{"$error":"#N/A"},{"$error":"#N/A"},{"$error":"#N/A"},{"$error":"#N/A"}]
["R134a",36,156,{"$error":"#N/A"},{"$error":"#N/A"},{"$error":"#N/A"},{"$error":"#N/A"},{"$error":"#N/A"},{"$error":"#N/A"},{"$error":"#N/A"},{"$error":"#N/A"},{"$error":"#N/A"},{"$error":"#N/A"},{"$error":"#N/A"},{"$error":"#N/A"},{"$error":"#N/A"},{"$error":"#N/A"},{"$error":"#N/A"},{"$error":"#N/A"},{"$error":"#N/A"},{"$error":"#N/A"},{"$error":"#N/A"},{"$error":"#N/A"},{"$error":"#N/A"},{"$error":"#N/A"},{"$error":"#N/A"},{"$error":"#N/A"},{"$error":"#N/A"},{"$error":"#N/A"},{"$error":"#N/A"},{"$error":"#N/A"},{"$error":"#N/A"},{"$error":"#N/A"},{"$error":"#N/A"},{"$error":"#N/A"},{"$error":"#N/A"},{"$error":"#N/A"},{"$error":"#N/A"},{"$error":"#N/A"},{"$error":"#N/A"},{"$error":"#N/A"},{"$error":"#N/A"},{"$error":"#N/A"},{"$error":"#N/A"},{"$error":"#N/A"},{"$error":"#N/A"},{"$error":"#N/A"},{"$error":"#N/A"},{"$error":"#N/A"},{"$error":"#N/A"},{"$error":"#N/A"},{"$error":"#N/A"},{"$error":"#N/A"},{"$error":"#N/A"},{"$error":"#N/A"},{"$error":"#N/A"},{"$error":"#N/A"},{"$error":"#N/A"},1.2211295567101308,1.2147705583572843,1.2083780804971567,1.202150856033245,1.1958901631545629,1.1897906585983178,1.1836577170591513,1.177682043032809,1.1717664020894933,1.1658174056010169,1.1600200659094184,1.1542800985710353,1.148596656116172,1.1429689076844316,1.137396038619799,1.1399999999999999,1.1299999999999999,1.1200000000000001,1.1200000000000001,1.1100000000000001,1.1100000000000001,1.1000000000000001,1.1000000000000001,1.0900000000000001,1.0900000000000001,1.08,1.08,1.07,1.07,1.06,1.06,1.05,1.05,1.04,1.04,1.03,1.03,1.03,1.02,1.02,1.01,1.01,1,1,1,0.99,0.99,0.98,0.98,0.98,0.97,0.97,0.97,0.96,0.96,0.95,0.95,0.95,0.94,0.94,0.94,0.93,0.93,0.93,0.92,0.92,{"$error":"#N/A"},{"$error":"#N/A"},{"$error":"#N/A"},{"$error":"#N/A"},{"$error":"#N/A"},{"$error":"#N/A"},{"$error":"#N/A"},{"$error":"#N/A"},{"$error":"#N/A"},{"$error":"#N/A"}]
["R134a",37,157,{"$error":"#N/A"},{"$error":"#N/A"},{"$error":"#N/A"},{"$error":"#N/A"},{"$error":"#N/A"},{"$error":"#N/A"},{"$error":"#N/A"},{"$error":"#N/A"},{"$error":"#N/A"},{"$error":"#N/A"},{"$error":"#N/A"},{"$error":"#N/A"},{"$error":"#N/A"},{"$error":"#N/A"},{"$error":"#N/A"},{"$error":"#N/A"},{"$error":"#N/A"},{"$error":"#N/A"},{"$error":"#N/A"},{"$error":"#N/A"},{"$error":"#N/A"},{"$error":"#N/A"},{"$error":"#N/A"},{"$error":"#N/A"},{"$error":"#N/A"},{"$error":"#N/A"},{"$error":"#N/A"},{"$error":"#N/A"},{"$error":"#N/A"},{"$error":"#N/A"},{"$error":"#N/A"},{"$error":"#N/A"},{"$error":"#N/A"},{"$error":"#N/A"},{"$error":"#N/A"},{"$error":"#N/A"},{"$error":"#N/A"},{"$error":"#N/A"},{"$error":"#N/A"},{"$error":"#N/A"},{"$error":"#N/A"},{"$error":"#N/A"},{"$error":"#N/A"},{"$error":"#N/A"},{"$error":"#N/A"},{"$error":"#N/A"},{"$error":"#N/A"},{"$error":"#N/A"},{"$error":"#N/A"},{"$error":"#N/A"},{"$error":"#N/A"},{"$error":"#N/A"},{"$error":"#N/A"},{"$error":"#N/A"},{"$error":"#N/A"},1.2384134303446945,1.2318851024966722,1.2253232509311462,1.2189318479829214,1.2125069066000433,1.2062481655008379,1.1999558937107937,1.1938257265599845,1.1877578749445525,1.1816565422536098,1.1757114566313467,1.1698258927244913,1.1639989610956456,1.1582297899408172,1.1525175246545896,1.1499999999999999,1.1499999999999999,1.1399999999999999,1.1299999999999999,1.1299999999999999,1.1200000000000001,1.1200000000000001,1.1100000000000001,1.1100000000000001,1.1000000000000001,1.1000000000000001,1.0900000000000001,1.0900000000000001,1.08,1.08,1.07,1.07,1.06,1.06,1.05,1.05,1.04,1.04,1.03,1.03,1.03,1.02,1.02,1.01,1.01,1,1,1,0.99,0.99,0.98,0.98,0.98,0.97,0.97,0.97,0.96,0.96,0.95,0.95,0.95,0.94,0.94,0.94,0.93,0.93,{"$error":"#N/A"},{"$error":"#N/A"},{"$error":"#N/A"},{"$error":"#N/A"},{"$error":"#N/A"},{"$error":"#N/A"},{"$error":"#N/A"},{"$error":"#N/A"},{"$error":"#N/A"},{"$error":"#N/A"}]
["R134a",38,158,{"$error":"#N/A"},{"$error":"#N/A"},{"$error":"#N/A"},{"$error":"#N/A"},{"$error":"#N/A"},{"$error":"#N/A"},{"$error":"#N/A"},{"$error":"#N/A"},{"$error":"#N/A"},{"$error":"#N/A"},{"$error":"#N/A"},{"$error":"#N/A"},{"$error":"#N/A"},{"$error":"#N/A"},{"$error":"#N/A"},{"$error":"#N/A"},{"$error":"#N/A"},{"$error":"#N/A"},{"$error":"#N/A"},{"$error":"#N/A"},{"$error":"#N/A"},{"$error":"#N/A"},{"$error":"#N/A"},{"$error":"#N/A"},{"$error":"#N/A"},{"$error":"#N/A"},{"$error":"#N/A"},{"$error":"#N/A"},{"$error":"#N/A"},{"$error":"#N/A"},{"$error":"#N/A"},{"$error":"#N/A"},{"$error":"#N/A"},{"$error":"#N/A"},{"$error":"#N/A"},{"$error":"#N/A"},{"$error":"#N/A"},{"$error":"#N/A"},{"$error":"#N/A"},{"$error":"#N/A"},{"$error":"#N/A"},{"$error":"#N/A"},{"$error":"#N/A"},{"$error":"#N/A"},{"$error":"#N/A"},{"$error":"#N/A"},{"$error":"#N/A"},{"$error":"#N/A"},{"$error":"#N/A"},{"$error":"#N/A"},{"$error":"#N/A"},{"$error":"#N/A"},{"$error":"#N/A"},{"$error":"#N/A"},{"$error":"#N/A"},1.2563032367972746,1.2495975599423879,1.2428583466756551,1.2362950544844928,1.2296981824245456,1.2232727875922702,1.2168137942413995,1.2105219960604074,1.2042949293704583,1.19803427828771,1.1919347017940845,1.1858969204792154,1.1799200000000001,1.1740030247552338,1.1681450974180265,1.17,1.1599999999999999,1.1499999999999999,1.1499999999999999,1.1399999999999999,1.1399999999999999,1.1299999999999999,1.1299999999999999,1.1200000000000001,1.1200000000000001,1.1100000000000001,1.1100000000000001,1.1000000000000001,1.1000000000000001,1.0900000000000001,1.0900000000000001,1.08,1.08,1.07,1.07,1.06,1.06,1.05,1.05,1.04,1.04,1.03,1.03,1.02,1.02,1.02,1.01,1.01,1,1,1,0.99,0.99,0.98,0.98,0.98,0.97,0.97,0.97,0.96,0.96,0.96,0.95,0.95,0.95,0.94,{"$error":"#N/A"},{"$error":"#N/A"},{"$error":"#N/A"},{"$error":"#N/A"},{"$error":"#N/A"},{"$error":"#N/A"},{"$error":"#N/A"},{"$error":"#N/A"},{"$error":"#N/A"},{"$error":"#N/A"}]
["R134a",39,159,{"$error":"#N/A"},{"$error":"#N/A"},{"$error":"#N/A"},{"$error":"#N/A"},{"$error":"#N/A"},{"$error":"#N/A"},{"$error":"#N/A"},{"$error":"#N/A"},{"$error":"#N/A"},{"$error":"#N/A"},{"$error":"#N/A"},{"$error":"#N/A"},{"$error":"#N/A"},{"$error":"#N/A"},{"$error":"#N/A"},{"$error":"#N/A"},{"$error":"#N/A"},{"$error":"#N/A"},{"$error":"#N/A"},{"$error":"#N/A"},{"$error":"#N/A"},{"$error":"#N/A"},{"$error":"#N/A"},{"$error":"#N/A"},{"$error":"#N/A"},{"$error":"#N/A"},{"$error":"#N/A"},{"$error":"#N/A"},{"$error":"#N/A"},{"$error":"#N/A"},{"$error":"#N/A"},{"$error":"#N/A"},{"$error":"#N/A"},{"$error":"#N/A"},{"$error":"#N/A"},{"$error":"#N/A"},{"$error":"#N/A"},{"$error":"#N/A"},{"$error":"#N/A"},{"$error":"#N/A"},{"$error":"#N/A"},{"$error":"#N/A"},{"$error":"#N/A"},{"$error":"#N/A"},{"$error":"#N/A"},{"$error":"#N/A"},{"$error":"#N/A"},{"$error":"#N/A"},{"$error":"#N/A"},{"$error":"#N/A"},{"$error":"#N/A"},{"$error":"#N/A"},{"$error":"#N/A"},{"$error":"#N/A"},{"$error":"#N/A"},1.274717065097247,1.2678261113387843,1.260901647170352,1.2541588576132914,1.2473824821901383,1.2407831291184237,1.2341501421268117,1.2276896968460482,1.2212965367450976,1.2148697172785878,1.2086090389809561,1.2024125570916493,1.1962792892512499,1.1902082730419035,1.1841985654838654,1.18,1.18,1.17,1.1599999999999999,1.1599999999999999,1.1499999999999999,1.1499999999999999,1.1399999999999999,1.1399999999999999,1.1299999999999999,1.1299999999999999,1.1200000000000001,1.1100000000000001,1.1100000000000001,1.1000000000000001,1.1000000000000001,1.0900000000000001,1.0900000000000001,1.08,1.08,1.07,1.07,1.06,1.06,1.06,1.05,1.05,1.04,1.04,1.03,1.03,1.02,1.02,1.02,1.01,1.01,1,1,1,0.99,0.99,0.98,0.98,0.98,0.97,0.97,0.97,0.96,0.96,0.96,0.95,{"$error":"#N/A"},{"$error":"#N/A"},{"$error":"#N/A"},{"$error":"#N/A"},{"$error":"#N/A"},{"$error":"#N/A"},{"$error":"#N/A"},{"$error":"#N/A"},{"$error":"#N/A"},{"$error":"#N/A"}]
["R134a",40,160,{"$error":"#N/A"},{"$error":"#N/A"},{"$error":"#N/A"},{"$error":"#N/A"},{"$error":"#N/A"},{"$error":"#N/A"},{"$error":"#N/A"},{"$error":"#N/A"},{"$error":"#N/A"},{"$error":"#N/A"},{"$error":"#N/A"},{"$error":"#N/A"},{"$error":"#N/A"},{"$error":"#N/A"},{"$error":"#N/A"},{"$error":"#N/A"},{"$error":"#N/A"},{"$error":"#N/A"},{"$error":"#N/A"},{"$error":"#N/A"},{"$error":"#N/A"},{"$error":"#N/A"},{"$error":"#N/A"},{"$error":"#N/A"},{"$error":"#N/A"},{"$error":"#N/A"},{"$error":"#N/A"},{"$error":"#N/A"},{"$error":"#N/A"},{"$error":"#N/A"},{"$error":"#N/A"},{"$error":"#N/A"},{"$error":"#N/A"},{"$error":"#N/A"},{"$error":"#N/A"},{"$error":"#N/A"},{"$error":"#N/A"},{"$error":"#N/A"},{"$error":"#N/A"},{"$error":"#N/A"},{"$error":"#N/A"},{"$error":"#N/A"},{"$error":"#N/A"},{"$error":"#N/A"},{"$error":"#N/A"},{"$error":"#N/A"},{"$error":"#N/A"},{"$error":"#N/A"},{"$error":"#N/A"},{"$error":"#N/A"},{"$error":"#N/A"},{"$error":"#N/A"},{"$error":"#N/A"},{"$error":"#N/A"},{"$error":"#N/A"},1.2937355671668032,1.286651226381796,1.2795334393225479,1.27260336653392,1.2656397366212859,1.2588589471487848,1.252044519963001,1.2454082415886389,1.2388419415451137,1.2322419345311377,1.2258133785626497,1.2194515495117026,1.2131554138274512,1.2069239591946646,1.2007561939911227,1.2,1.19,1.19,1.18,1.18,1.17,1.1599999999999999,1.1599999999999999,1.1499999999999999,1.1499999999999999,1.1399999999999999,1.1399999999999999,1.1299999999999999,1.1200000000000001,1.1200000000000001,1.1100000000000001,1.1100000000000001,1.1000000000000001,1.1000000000000001,1.0900000000000001,1.0900000000000001,1.08,1.08,1.07,1.07,1.06,1.06,1.06,1.05,1.05,1.04,1.04,1.03,1.03,1.02,1.02,1.02,1.01,1.01,1,1,1,0.99,0.99,0.99,0.98,0.98,0.97,0.97,0.97,0.96,{"$error":"#N/A"},{"$error":"#N/A"},{"$error":"#N/A"},{"$error":"#N/A"},{"$error":"#N/A"},{"$error":"#N/A"},{"$error":"#N/A"},{"$error":"#N/A"},{"$error":"#N/A"},{"$error":"#N/A"}]
["R134a",41,161,{"$error":"#N/A"},{"$error":"#N/A"},{"$error":"#N/A"},{"$error":"#N/A"},{"$error":"#N/A"},{"$error":"#N/A"},{"$error":"#N/A"},{"$error":"#N/A"},{"$error":"#N/A"},{"$error":"#N/A"},{"$error":"#N/A"},{"$error":"#N/A"},{"$error":"#N/A"},{"$error":"#N/A"},{"$error":"#N/A"},{"$error":"#N/A"},{"$error":"#N/A"},{"$error":"#N/A"},{"$error":"#N/A"},{"$error":"#N/A"},{"$error":"#N/A"},{"$error":"#N/A"},{"$error":"#N/A"},{"$error":"#N/A"},{"$error":"#N/A"},{"$error":"#N/A"},{"$error":"#N/A"},{"$error":"#N/A"},{"$error":"#N/A"},{"$error":"#N/A"},{"$error":"#N/A"},{"$error":"#N/A"},{"$error":"#N/A"},{"$error":"#N/A"},{"$error":"#N/A"},{"$error":"#N/A"},{"$error":"#N/A"},{"$error":"#N/A"},{"$error":"#N/A"},{"$error":"#N/A"},{"$error":"#N/A"},{"$error":"#N/A"},{"$error":"#N/A"},{"$error":"#N/A"},{"$error":"#N/A"},{"$error":"#N/A"},{"$error":"#N/A"},{"$error":"#N/A"},{"$error":"#N/A"},{"$error":"#N/A"},{"$error":"#N/A"},{"$error":"#N/A"},{"$error":"#N/A"},{"$error":"#N/A"},{"$error":"#N/A"},1.3133285752765052,1.3060419438152617,1.2987219784589099,1.2915960870947825,1.2844367115903599,1.2774662995970623,1.2704622866463031,1.2636423203836313,1.2568951836615219,1.2501143279121885,1.2435105041105394,1.2369760840789301,1.2305099794243524,1.2241111243930907,1.2177784752851286,1.22,1.21,1.2,1.2,1.19,1.19,1.18,1.17,1.17,1.1599999999999999,1.1599999999999999,1.1499999999999999,1.1499999999999999,1.1399999999999999,1.1299999999999999,1.1299999999999999,1.1200000000000001,1.1200000000000001,1.1100000000000001,1.1100000000000001,1.1000000000000001,1.1000000000000001,1.0900000000000001,1.0900000000000001,1.08,1.08,1.07,1.07,1.06,1.06,1.05,1.05,1.05,1.04,1.04,1.03,1.03,1.02,1.02,1.02,1.01,1.01,1,1,1,0.99,0.99,0.99,0.98,0.98,0.98,{"$error":"#N/A"},{"$error":"#N/A"},{"$error":"#N/A"},{"$error":"#N/A"},{"$error":"#N/A"},{"$error":"#N/A"},{"$error":"#N/A"},{"$error":"#N/A"},{"$error":"#N/A"},{"$error":"#N/A"}]
["R134a",42,162,{"$error":"#N/A"},{"$error":"#N/A"},{"$error":"#N/A"},{"$error":"#N/A"},{"$error":"#N/A"},{"$error":"#N/A"},{"$error":"#N/A"},{"$error":"#N/A"},{"$error":"#N/A"},{"$error":"#N/A"},{"$error":"#N/A"},{"$error":"#N/A"},{"$error":"#N/A"},{"$error":"#N/A"},{"$error":"#N/A"},{"$error":"#N/A"},{"$error":"#N/A"},{"$error":"#N/A"},{"$error":"#N/A"},{"$error":"#N/A"},{"$error":"#N/A"},{"$error":"#N/A"},{"$error":"#N/A"},{"$error":"#N/A"},{"$error":"#N/A"},{"$error":"#N/A"},{"$error":"#N/A"},{"$error":"#N/A"},{"$error":"#N/A"},{"$error":"#N/A"},{"$error":"#N/A"},{"$error":"#N/A"},{"$error":"#N/A"},{"$error":"#N/A"},{"$error":"#N/A"},{"$error":"#N/A"},{"$error":"#N/A"},{"$error":"#N/A"},{"$error":"#N/A"},{"$error":"#N/A"},{"$error":"#N/A"},{"$error":"#N/A"},{"$error":"#N/A"},{"$error":"#N/A"},{"$error":"#N/A"},{"$error":"#N/A"},{"$error":"#N/A"},{"$error":"#N/A"},{"$error":"#N/A"},{"$error":"#N/A"},{"$error":"#N/A"},{"$error":"#N/A"},{"$error":"#N/A"},{"$error":"#N/A"},{"$error":"#N/A"},1.3335211950862933,1.3260234855556876,1.3184926041043104,1.3111624740250154,1.3037989782073953,1.2966308714243371,1.289429242007418,1.2824178453004902,1.2754822865182831,1.2685130330104564,1.2617266606361648,1.2550125142031823,1.2483694467863784,1.2417963356165045,1.2352920814475787,1.23,1.23,1.22,1.22,1.21,1.2,1.2,1.19,1.18,1.18,1.17,1.17,1.1599999999999999,1.1599999999999999,1.1499999999999999,1.1399999999999999,1.1399999999999999,1.1299999999999999,1.1299999999999999,1.1200000000000001,1.1200000000000001,1.1100000000000001,1.1100000000000001,1.1000000000000001,1.1000000000000001,1.0900000000000001,1.0900000000000001,1.08,1.08,1.07,1.07,1.06,1.06,1.05,1.05,1.05,1.04,1.04,1.03,1.03,1.03,1.02,1.02,1.01,1.01,1.01,1,1,0.99,0.99,0.99,{"$error":"#N/A"},{"$error":"#N/A"},{"$error":"#N/A"},{"$error":"#N/A"},{"$error":"#N/A"},{"$error":"#N/A"},{"$error":"#N/A"},{"$error":"#N/A"},{"$error":"#N/A"},{"$error":"#N/A"}]
["R134a",43,163,{"$error":"#N/A"},{"$error":"#N/A"},{"$error":"#N/A"},{"$error":"#N/A"},{"$error":"#N/A"},{"$error":"#N/A"},{"$error":"#N/A"},{"$error":"#N/A"},{"$error":"#N/A"},{"$error":"#N/A"},{"$error":"#N/A"},{"$error":"#N/A"},{"$error":"#N/A"},{"$error":"#N/A"},{"$error":"#N/A"},{"$error":"#N/A"},{"$error":"#N/A"},{"$error":"#N/A"},{"$error":"#N/A"},{"$error":"#N/A"},{"$error":"#N/A"},{"$error":"#N/A"},{"$error":"#N/A"},{"$error":"#N/A"},{"$error":"#N/A"},{"$error":"#N/A"},{"$error":"#N/A"},{"$error":"#N/A"},{"$error":"#N/A"},{"$error":"#N/A"},{"$error":"#N/A"},{"$error":"#N/A"},{"$error":"#N/A"},{"$error":"#N/A"},{"$error":"#N/A"},{"$error":"#N/A"},{"$error":"#N/A"},{"$error":"#N/A"},{"$error":"#N/A"},{"$error":"#N/A"},{"$error":"#N/A"},{"$error":"#N/A"},{"$error":"#N/A"},{"$error":"#N/A"},{"$error":"#N/A"},{"$error":"#N/A"},{"$error":"#N/A"},{"$error":"#N/A"},{"$error":"#N/A"},{"$error":"#N/A"},{"$error":"#N/A"},{"$error":"#N/A"},{"$error":"#N/A"},{"$error":"#N/A"},{"$error":"#N/A"},1.3543391146724877,1.3466210355929429,1.3388700016620181,1.3313267347952047,1.3237502710723796,1.3163759438040483,1.3089682184542322,1.3017572183001036,1.2946252324967376,1.2874596167499766,1.2804830163839651,1.2735816193412592,1.2667542161742666,1.2599996232314838,1.2533166819733947,1.25,1.25,1.24,1.23,1.23,1.22,1.21,1.21,1.2,1.2,1.19,1.18,1.18,1.17,1.17,1.1599999999999999,1.1499999999999999,1.1499999999999999,1.1399999999999999,1.1399999999999999,1.1299999999999999,1.1299999999999999,1.1200000000000001,1.1200000000000001,1.1100000000000001,1.1100000000000001,1.1000000000000001,1.1000000000000001,1.0900000000000001,1.0900000000000001,1.08,1.08,1.07,1.07,1.06,1.06,1.06,1.05,1.05,1.04,1.04,1.03,1.03,1.03,1.02,1.02,1.01,1.01,1.01,1,1,{"$error":"#N/A"},{"$error":"#N/A"},{"$error":"#N/A"},{"$error":"#N/A"},{"$error":"#N/A"},{"$error":"#N/A"},{"$error":"#N/A"},{"$error":"#N/A"},{"$error":"#N/A"},{"$error":"#N/A"}]
["R134a",44,164,{"$error":"#N/A"},{"$error":"#N/A"},{"$error":"#N/A"},{"$error":"#N/A"},{"$error":"#N/A"},{"$error":"#N/A"},{"$error":"#N/A"},{"$error":"#N/A"},{"$error":"#N/A"},{"$error":"#N/A"},{"$error":"#N/A"},{"$error":"#N/A"},{"$error":"#N/A"},{"$error":"#N/A"},{"$error":"#N/A"},{"$error":"#N/A"},{"$error":"#N/A"},{"$error":"#N/A"},{"$error":"#N/A"},{"$error":"#N/A"},{"$error":"#N/A"},{"$error":"#N/A"},{"$error":"#N/A"},{"$error":"#N/A"},{"$error":"#N/A"},{"$error":"#N/A"},{"$error":"#N/A"},{"$error":"#N/A"},{"$error":"#N/A"},{"$error":"#N/A"},{"$error":"#N/A"},{"$error":"#N/A"},{"$error":"#N/A"},{"$error":"#N/A"},{"$error":"#N/A"},{"$error":"#N/A"},{"$error":"#N/A"},{"$error":"#N/A"},{"$error":"#N/A"},{"$error":"#N/A"},{"$error":"#N/A"},{"$error":"#N/A"},{"$error":"#N/A"},{"$error":"#N/A"},{"$error":"#N/A"},{"$error":"#N/A"},{"$error":"#N/A"},{"$error":"#N/A"},{"$error":"#N/A"},{"$error":"#N/A"},{"$error":"#N/A"},{"$error":"#N/A"},{"$error":"#N/A"},{"$error":"#N/A"},{"$error":"#N/A"},1.3759414937898997,1.3679909926334508,1.3600078228031831,1.3522398724100191,1.3444389573357229,1.3368473418197107,1.3292225107104993,1.3218012932189396,1.3144624828309257,1.3070901579776102,1.2999133512883485,1.2928149252563501,1.2857936028174579,1.2788481345007727,1.2719772976874051,1.27,1.26,1.26,1.25,1.24,1.24,1.23,1.22,1.22,1.21,1.21,1.2,1.19,1.19,1.18,1.18,1.17,1.1599999999999999,1.1599999999999999,1.1499999999999999,1.1499999999999999,1.1399999999999999,1.1399999999999999,1.1299999999999999,1.1299999999999999,1.1200000000000001,1.1200000000000001,1.1100000000000001,1.1100000000000001,1.1000000000000001,1.1000000000000001,1.0900000000000001,1.0900000000000001,1.08,1.08,1.07,1.07,1.06,1.06,1.06,1.05,1.05,1.04,1.04,1.03,1.03,1.03,1.02,1.02,1.02,1.01,{"$error":"#N/A"},{"$error":"#N/A"},{"$error":"#N/A"},{"$error":"#N/A"},{"$error":"#N/A"},{"$error":"#N/A"},{"$error":"#N/A"},{"$error":"#N/A"},{"$error":"#N/A"},{"$error":"#N/A"}]
["R134a",45,165,{"$error":"#N/A"},{"$error":"#N/A"},{"$error":"#N/A"},{"$error":"#N/A"},{"$error":"#N/A"},{"$error":"#N/A"},{"$error":"#N/A"},{"$error":"#N/A"},{"$error":"#N/A"},{"$error":"#N/A"},{"$error":"#N/A"},{"$error":"#N/A"},{"$error":"#N/A"},{"$error":"#N/A"},{"$error":"#N/A"},{"$error":"#N/A"},{"$error":"#N/A"},{"$error":"#N/A"},{"$error":"#N/A"},{"$error":"#N/A"},{"$error":"#N/A"},{"$error":"#N/A"},{"$error":"#N/A"},{"$error":"#N/A"},{"$error":"#N/A"},{"$error":"#N/A"},{"$error":"#N/A"},{"$error":"#N/A"},{"$error":"#N/A"},{"$error":"#N/A"},{"$error":"#N/A"},{"$error":"#N/A"},{"$error":"#N/A"},{"$error":"#N/A"},{"$error":"#N/A"},{"$error":"#N/A"},{"$error":"#N/A"},{"$error":"#N/A"},{"$error":"#N/A"},{"$error":"#N/A"},{"$error":"#N/A"},{"$error":"#N/A"},{"$error":"#N/A"},{"$error":"#N/A"},{"$error":"#N/A"},{"$error":"#N/A"},{"$error":"#N/A"},{"$error":"#N/A"},{"$error":"#N/A"},{"$error":"#N/A"},{"$error":"#N/A"},{"$error":"#N/A"},{"$error":"#N/A"},{"$error":"#N/A"},{"$error":"#N/A"},1.3981048044848399,1.3899127841460617,1.3816884481451968,1.373687127046461,1.3656531348933976,1.3578359308684764,1.3499857502383426,1.3423463805926932,1.3347929845604192,1.3272062393551021,1.3198218012133223,1.3125190809009704,1.3052967294207747,1.2981534273052859,1.2910878838132571,1.29,1.28,1.28,1.27,1.26,1.26,1.25,1.24,1.24,1.23,1.22,1.22,1.21,1.21,1.2,1.19,1.19,1.18,1.18,1.17,1.1599999999999999,1.1599999999999999,1.1499999999999999,1.1499999999999999,1.1399999999999999,1.1399999999999999,1.1299999999999999,1.1299999999999999,1.1200000000000001,1.1200000000000001,1.1100000000000001,1.1100000000000001,1.1000000000000001,1.1000000000000001,1.0900000000000001,1.0900000000000001,1.08,1.08,1.07,1.07,1.06,1.06,1.06,1.05,1.05,1.04,1.04,1.04,1.03,1.03,1.02,{"$error":"#N/A"},{"$error":"#N/A"},{"$error":"#N/A"},{"$error":"#N/A"},{"$error":"#N/A"},{"$error":"#N/A"},{"$error":"#N/A"},{"$error":"#N/A"},{"$error":"#N/A"},{"$error":"#N/A"}]
["R134a",46,166,{"$error":"#N/A"},{"$error":"#N/A"},{"$error":"#N/A"},{"$error":"#N/A"},{"$error":"#N/A"},{"$error":"#N/A"},{"$error":"#N/A"},{"$error":"#N/A"},{"$error":"#N/A"},{"$error":"#N/A"},{"$error":"#N/A"},{"$error":"#N/A"},{"$error":"#N/A"},{"$error":"#N/A"},{"$error":"#N/A"},{"$error":"#N/A"},{"$error":"#N/A"},{"$error":"#N/A"},{"$error":"#N/A"},{"$error":"#N/A"},{"$error":"#N/A"},{"$error":"#N/A"},{"$error":"#N/A"},{"$error":"#N/A"},{"$error":"#N/A"},{"$error":"#N/A"},{"$error":"#N/A"},{"$error":"#N/A"},{"$error":"#N/A"},{"$error":"#N/A"},{"$error":"#N/A"},{"$error":"#N/A"},{"$error":"#N/A"},{"$error":"#N/A"},{"$error":"#N/A"},{"$error":"#N/A"},{"$error":"#N/A"},{"$error":"#N/A"},{"$error":"#N/A"},{"$error":"#N/A"},{"$error":"#N/A"},{"$error":"#N/A"},{"$error":"#N/A"},{"$error":"#N/A"},{"$error":"#N/A"},{"$error":"#N/A"},{"$error":"#N/A"},{"$error":"#N/A"},{"$error":"#N/A"},{"$error":"#N/A"},{"$error":"#N/A"},{"$error":"#N/A"},{"$error":"#N/A"},{"$error":"#N/A"},{"$error":"#N/A"},1.4212526796777338,1.4128048148961792,1.4043250710948698,1.3960766579418793,1.3877959437520482,1.3797400012056207,1.3716513907744436,1.3637812598437709,1.356000926658028,1.3481874703416401,1.3405835481723007,1.3330649188181785,1.3256301551951664,1.3182778618790916,1.3110066742325863,1.31,1.3,1.3,1.29,1.28,1.28,1.27,1.26,1.25,1.25,1.24,1.24,1.23,1.22,1.22,1.21,1.2,1.2,1.19,1.19,1.18,1.17,1.17,1.1599999999999999,1.1599999999999999,1.1499999999999999,1.1499999999999999,1.1399999999999999,1.1399999999999999,1.1299999999999999,1.1299999999999999,1.1200000000000001,1.1200000000000001,1.1100000000000001,1.1100000000000001,1.1000000000000001,1.1000000000000001,1.0900000000000001,1.0900000000000001,1.08,1.08,1.07,1.07,1.07,1.06,1.06,1.05,1.05,1.04,1.04,1.04,{"$error":"#N/A"},{"$error":"#N/A"},{"$error":"#N/A"},{"$error":"#N/A"},{"$error":"#N/A"},{"$error":"#N/A"},{"$error":"#N/A"},{"$error":"#N/A"},{"$error":"#N/A"},{"$error":"#N/A"}]
["R134a",47,167,{"$error":"#N/A"},{"$error":"#N/A"},{"$error":"#N/A"},{"$error":"#N/A"},{"$error":"#N/A"},{"$error":"#N/A"},{"$error":"#N/A"},{"$error":"#N/A"},{"$error":"#N/A"},{"$error":"#N/A"},{"$error":"#N/A"},{"$error":"#N/A"},{"$error":"#N/A"},{"$error":"#N/A"},{"$error":"#N/A"},{"$error":"#N/A"},{"$error":"#N/A"},{"$error":"#N/A"},{"$error":"#N/A"},{"$error":"#N/A"},{"$error":"#N/A"},{"$error":"#N/A"},{"$error":"#N/A"},{"$error":"#N/A"},{"$error":"#N/A"},{"$error":"#N/A"},{"$error":"#N/A"},{"$error":"#N/A"},{"$error":"#N/A"},{"$error":"#N/A"},{"$error":"#N/A"},{"$error":"#N/A"},{"$error":"#N/A"},{"$error":"#N/A"},{"$error":"#N/A"},{"$error":"#N/A"},{"$error":"#N/A"},{"$error":"#N/A"},{"$error":"#N/A"},{"$error":"#N/A"},{"$error":"#N/A"},{"$error":"#N/A"},{"$error":"#N/A"},{"$error":"#N/A"},{"$error":"#N/A"},{"$error":"#N/A"},{"$error":"#N/A"},{"$error":"#N/A"},{"$error":"#N/A"},{"$error":"#N/A"},{"$error":"#N/A"},{"$error":"#N/A"},{"$error":"#N/A"},{"$error":"#N/A"},{"$error":"#N/A"},1.445100194438772,1.4363847710949427,1.4276379941824706,1.4191313079407704,1.4105927722908498,1.4022874129773615,1.3939497694962626,1.3858386735806567,1.3778214250558101,1.3697713455228926,1.3619383969191039,1.3541945233626143,1.3465382140229532,1.3389679920451336,1.3314824135999439,1.33,1.32,1.32,1.31,1.3,1.29,1.29,1.28,1.27,1.27,1.26,1.25,1.25,1.24,1.23,1.23,1.22,1.22,1.21,1.2,1.2,1.19,1.19,1.18,1.17,1.17,1.1599999999999999,1.1599999999999999,1.1499999999999999,1.1499999999999999,1.1399999999999999,1.1399999999999999,1.1299999999999999,1.1299999999999999,1.1200000000000001,1.1200000000000001,1.1100000000000001,1.1100000000000001,1.1000000000000001,1.1000000000000001,1.0900000000000001,1.0900000000000001,1.08,1.08,1.08,1.07,1.07,1.06,1.06,1.05,1.05,{"$error":"#N/A"},{"$error":"#N/A"},{"$error":"#N/A"},{"$error":"#N/A"},{"$error":"#N/A"},{"$error":"#N/A"},{"$error":"#N/A"},{"$error":"#N/A"},{"$error":"#N/A"},{"$error":"#N/A"}]
["R134a",48,168,{"$error":"#N/A"},{"$error":"#N/A"},{"$error":"#N/A"},{"$error":"#N/A"},{"$error":"#N/A"},{"$error":"#N/A"},{"$error":"#N/A"},{"$error":"#N/A"},{"$error":"#N/A"},{"$error":"#N/A"},{"$error":"#N/A"},{"$error":"#N/A"},{"$error":"#N/A"},{"$error":"#N/A"},{"$error":"#N/A"},{"$error":"#N/A"},{"$error":"#N/A"},{"$error":"#N/A"},{"$error":"#N/A"},{"$error":"#N/A"},{"$error":"#N/A"},{"$error":"#N/A"},{"$error":"#N/A"},{"$error":"#N/A"},{"$error":"#N/A"},{"$error":"#N/A"},{"$error":"#N/A"},{"$error":"#N/A"},{"$error":"#N/A"},{"$error":"#N/A"},{"$error":"#N/A"},{"$error":"#N/A"},{"$error":"#N/A"},{"$error":"#N/A"},{"$error":"#N/A"},{"$error":"#N/A"},{"$error":"#N/A"},{"$error":"#N/A"},{"$error":"#N/A"},{"$error":"#N/A"},{"$error":"#N/A"},{"$error":"#N/A"},{"$error":"#N/A"},{"$error":"#N/A"},{"$error":"#N/A"},{"$error":"#N/A"},{"$error":"#N/A"},{"$error":"#N/A"},{"$error":"#N/A"},{"$error":"#N/A"},{"$error":"#N/A"},{"$error":"#N/A"},{"$error":"#N/A"},{"$error":"#N/A"},{"$error":"#N/A"},1.4697450301351909,1.4607492138621396,1.4517226666296221,1.4429454566490401,1.4341369380277567,1.4255704615798805,1.4169721664577328,1.4086089243285556,1.4003438258622525,1.3920462603724653,1.3839738271615425,1.3759944777416491,1.3681066113087352,1.3603086635558672,1.352599105638989,1.35,1.35,1.34,1.33,1.32,1.32,1.31,1.3,1.29,1.29,1.28,1.27,1.27,1.26,1.25,1.25,1.24,1.23,1.23,1.22,1.22,1.21,1.2,1.2,1.19,1.19,1.18,1.17,1.17,1.1599999999999999,1.1599999999999999,1.1499999999999999,1.1499999999999999,1.1399999999999999,1.1399999999999999,1.1299999999999999,1.1299999999999999,1.1200000000000001,1.1200000000000001,1.1100000000000001,1.1100000000000001,1.1000000000000001,1.1000000000000001,1.0900000000000001,1.0900000000000001,1.0900000000000001,1.08,1.08,1.07,1.07,1.06,{"$error":"#N/A"},{"$error":"#N/A"},{"$error":"#N/A"},{"$error":"#N/A"},{"$error":"#N/A"},{"$error":"#N/A"},{"$error":"#N/A"},{"$error":"#N/A"},{"$error":"#N/A"},{"$error":"#N/A"}]
["R134a",49,169,{"$error":"#N/A"},{"$error":"#N/A"},{"$error":"#N/A"},{"$error":"#N/A"},{"$error":"#N/A"},{"$error":"#N/A"},{"$error":"#N/A"},{"$error":"#N/A"},{"$error":"#N/A"},{"$error":"#N/A"},{"$error":"#N/A"},{"$error":"#N/A"},{"$error":"#N/A"},{"$error":"#N/A"},{"$error":"#N/A"},{"$error":"#N/A"},{"$error":"#N/A"},{"$error":"#N/A"},{"$error":"#N/A"},{"$error":"#N/A"},{"$error":"#N/A"},{"$error":"#N/A"},{"$error":"#N/A"},{"$error":"#N/A"},{"$error":"#N/A"},{"$error":"#N/A"},{"$error":"#N/A"},{"$error":"#N/A"},{"$error":"#N/A"},{"$error":"#N/A"},{"$error":"#N/A"},{"$error":"#N/A"},{"$error":"#N/A"},{"$error":"#N/A"},{"$error":"#N/A"},{"$error":"#N/A"},{"$error":"#N/A"},{"$error":"#N/A"},{"$error":"#N/A"},{"$error":"#N/A"},{"$error":"#N/A"},{"$error":"#N/A"},{"$error":"#N/A"},{"$error":"#N/A"},{"$error":"#N/A"},{"$error":"#N/A"},{"$error":"#N/A"},{"$error":"#N/A"},{"$error":"#N/A"},{"$error":"#N/A"},{"$error":"#N/A"},{"$error":"#N/A"},{"$error":"#N/A"},{"$error":"#N/A"},{"$error":"#N/A"},1.4953057901580284,1.4860145124403092,1.476693241363549,1.4676311262061454,1.4585383486575307,1.4496970212289322,1.4408244373751835,1.4321959260106745,1.4236701447257201,1.415112345414886,1.4067881551477395,1.3985613238310861,1.3904301533436962,1.3823929848272587,1.3744481975581366,1.37,1.37,1.36,1.35,1.34,1.34,1.33,1.32,1.31,1.31,1.3,1.29,1.29,1.28,1.27,1.27,1.26,1.25,1.25,1.24,1.23,1.23,1.22,1.21,1.21,1.2,1.2,1.19,1.19,1.18,1.17,1.17,1.1599999999999999,1.1599999999999999,1.1499999999999999,1.1499999999999999,1.1399999999999999,1.1399999999999999,1.1299999999999999,1.1299999999999999,1.1200000000000001,1.1200000000000001,1.1100000000000001,1.1100000000000001,1.1000000000000001,1.1000000000000001,1.1000000000000001,1.0900000000000001,1.0900000000000001,1.08,1.08,{"$error":"#N/A"},{"$error":"#N/A"},{"$error":"#N/A"},{"$error":"#N/A"},{"$error":"#N/A"},{"$error":"#N/A"},{"$error":"#N/A"},{"$error":"#N/A"},{"$error":"#N/A"},{"$error":"#N/A"}]
["R134a",50,170,{"$error":"#N/A"},{"$error":"#N/A"},{"$error":"#N/A"},{"$error":"#N/A"},{"$error":"#N/A"},{"$error":"#N/A"},{"$error":"#N/A"},{"$error":"#N/A"},{"$error":"#N/A"},{"$error":"#N/A"},{"$error":"#N/A"},{"$error":"#N/A"},{"$error":"#N/A"},{"$error":"#N/A"},{"$error":"#N/A"},{"$error":"#N/A"},{"$error":"#N/A"},{"$error":"#N/A"},{"$error":"#N/A"},{"$error":"#N/A"},{"$error":"#N/A"},{"$error":"#N/A"},{"$error":"#N/A"},{"$error":"#N/A"},{"$error":"#N/A"},{"$error":"#N/A"},{"$error":"#N/A"},{"$error":"#N/A"},{"$error":"#N/A"},{"$error":"#N/A"},{"$error":"#N/A"},{"$error":"#N/A"},{"$error":"#N/A"},{"$error":"#N/A"},{"$error":"#N/A"},{"$error":"#N/A"},{"$error":"#N/A"},{"$error":"#N/A"},{"$error":"#N/A"},{"$error":"#N/A"},{"$error":"#N/A"},{"$error":"#N/A"},{"$error":"#N/A"},{"$error":"#N/A"},{"$error":"#N/A"},{"$error":"#N/A"},{"$error":"#N/A"},{"$error":"#N/A"},{"$error":"#N/A"},{"$error":"#N/A"},{"$error":"#N/A"},{"$error":"#N/A"},{"$error":"#N/A"},{"$error":"#N/A"},{"$error":"#N/A"},1.5218330593518203,1.5122301464172085,1.5025981072680537,1.4932356623310656,1.4838433200815142,1.4747124225268027,1.4655509398009521,1.4566431048557076,1.447842901978271,1.43901122587013,1.4304221489179918,1.421934995463308,1.4135479619726061,1.4052592872142038,1.3970672510252065,1.4,1.39,1.38,1.37,1.37,1.36,1.35,1.34,1.33,1.33,1.32,1.31,1.31,1.3,1.29,1.28,1.28,1.27,1.26,1.26,1.25,1.25,1.24,1.23,1.23,1.22,1.21,1.21,1.2,1.2,1.19,1.19,1.18,1.18,1.17,1.1599999999999999,1.1599999999999999,1.1499999999999999,1.1499999999999999,1.1399999999999999,1.1399999999999999,1.1299999999999999,1.1299999999999999,1.1200000000000001,1.1200000000000001,1.1200000000000001,1.1100000000000001,1.1100000000000001,1.1000000000000001,1.1000000000000001,1.0900000000000001,{"$error":"#N/A"},{"$error":"#N/A"},{"$error":"#N/A"},{"$error":"#N/A"},{"$error":"#N/A"},{"$error":"#N/A"},{"$error":"#N/A"},{"$error":"#N/A"},{"$error":"#N/A"},{"$error":"#N/A"}]
["R134a",51,171,{"$error":"#N/A"},{"$error":"#N/A"},{"$error":"#N/A"},{"$error":"#N/A"},{"$error":"#N/A"},{"$error":"#N/A"},{"$error":"#N/A"},{"$error":"#N/A"},{"$error":"#N/A"},{"$error":"#N/A"},{"$error":"#N/A"},{"$error":"#N/A"},{"$error":"#N/A"},{"$error":"#N/A"},{"$error":"#N/A"},{"$error":"#N/A"},{"$error":"#N/A"},{"$error":"#N/A"},{"$error":"#N/A"},{"$error":"#N/A"},{"$error":"#N/A"},{"$error":"#N/A"},{"$error":"#N/A"},{"$error":"#N/A"},{"$error":"#N/A"},{"$error":"#N/A"},{"$error":"#N/A"},{"$error":"#N/A"},{"$error":"#N/A"},{"$error":"#N/A"},{"$error":"#N/A"},{"$error":"#N/A"},{"$error":"#N/A"},{"$error":"#N/A"},{"$error":"#N/A"},{"$error":"#N/A"},{"$error":"#N/A"},{"$error":"#N/A"},{"$error":"#N/A"},{"$error":"#N/A"},{"$error":"#N/A"},{"$error":"#N/A"},{"$error":"#N/A"},{"$error":"#N/A"},{"$error":"#N/A"},{"$error":"#N/A"},{"$error":"#N/A"},{"$error":"#N/A"},{"$error":"#N/A"},{"$error":"#N/A"},{"$error":"#N/A"},{"$error":"#N/A"},{"$error":"#N/A"},{"$error":"#N/A"},{"$error":"#N/A"},1.5494517996235437,1.5395194162926236,1.5295589186538514,1.5198791384554393,1.5101703586509532,1.5007336662689845,1.4912671814827423,1.4820645335805567,1.4729747686257695,1.4638541818231325,1.4549857508725741,1.4462241276356242,1.437567394140038,1.4290136780623253,1.4205611513777019,1.42,1.41,1.4,1.4,1.39,1.38,1.37,1.36,1.36,1.35,1.34,1.33,1.33,1.32,1.31,1.31,1.3,1.29,1.28,1.28,1.27,1.26,1.26,1.25,1.25,1.24,1.23,1.23,1.22,1.22,1.21,1.2,1.2,1.19,1.19,1.18,1.18,1.17,1.17,1.1599999999999999,1.1599999999999999,1.1499999999999999,1.1499999999999999,1.1399999999999999,1.1399999999999999,1.1299999999999999,1.1299999999999999,1.1200000000000001,1.1200000000000001,1.1100000000000001,1.1100000000000001,{"$error":"#N/A"},{"$error":"#N/A"},{"$error":"#N/A"},{"$error":"#N/A"},{"$error":"#N/A"},{"$error":"#N/A"},{"$error":"#N/A"},{"$error":"#N/A"},{"$error":"#N/A"},{"$error":"#N/A"}]
["R134a",52,172,{"$error":"#N/A"},{"$error":"#N/A"},{"$error":"#N/A"},{"$error":"#N/A"},{"$error":"#N/A"},{"$error":"#N/A"},{"$error":"#N/A"},{"$error":"#N/A"},{"$error":"#N/A"},{"$error":"#N/A"},{"$error":"#N/A"},{"$error":"#N/A"},{"$error":"#N/A"},{"$error":"#N/A"},{"$error":"#N/A"},{"$error":"#N/A"},{"$error":"#N/A"},{"$error":"#N/A"},{"$error":"#N/A"},{"$error":"#N/A"},{"$error":"#N/A"},{"$error":"#N/A"},{"$error":"#N/A"},{"$error":"#N/A"},{"$error":"#N/A"},{"$error":"#N/A"},{"$error":"#N/A"},{"$error":"#N/A"},{"$error":"#N/A"},{"$error":"#N/A"},{"$error":"#N/A"},{"$error":"#N/A"},{"$error":"#N/A"},{"$error":"#N/A"},{"$error":"#N/A"},{"$error":"#N/A"},{"$error":"#N/A"},{"$error":"#N/A"},{"$error":"#N/A"},{"$error":"#N/A"},{"$error":"#N/A"},{"$error":"#N/A"},{"$error":"#N/A"},{"$error":"#N/A"},{"$error":"#N/A"},{"$error":"#N/A"},{"$error":"#N/A"},{"$error":"#N/A"},{"$error":"#N/A"},{"$error":"#N/A"},{"$error":"#N/A"},{"$error":"#N/A"},{"$error":"#N/A"},{"$error":"#N/A"},{"$error":"#N/A"},1.5779889626616697,1.5677104985748536,1.5574050885595705,1.5473921769788732,1.537351307129269,1.5275937882546828,1.5178074016232215,1.5082956273963974,1.4989023272257793,1.489478972712768,1.4803178699810582,1.4712687698637668,1.4623296308434739,1.4534984607185564,1.4447733151230091,1.45,1.44,1.43,1.42,1.41,1.4,1.4,1.39,1.38,1.37,1.36,1.36,1.35,1.34,1.33,1.33,1.32,1.31,1.3,1.3,1.29,1.28,1.28,1.27,1.26,1.26,1.25,1.25,1.24,1.23,1.23,1.22,1.22,1.21,1.2,1.2,1.19,1.19,1.18,1.18,1.17,1.17,1.1599999999999999,1.1599999999999999,1.1499999999999999,1.1499999999999999,1.1399999999999999,1.1399999999999999,1.1299999999999999,1.1299999999999999,1.1200000000000001,{"$error":"#N/A"},{"$error":"#N/A"},{"$error":"#N/A"},{"$error":"#N/A"},{"$error":"#N/A"},{"$error":"#N/A"},{"$error":"#N/A"},{"$error":"#N/A"},{"$error":"#N/A"},{"$error":"#N/A"}]
["R134a",53,173,{"$error":"#N/A"},{"$error":"#N/A"},{"$error":"#N/A"},{"$error":"#N/A"},{"$error":"#N/A"},{"$error":"#N/A"},{"$error":"#N/A"},{"$error":"#N/A"},{"$error":"#N/A"},{"$error":"#N/A"},{"$error":"#N/A"},{"$error":"#N/A"},{"$error":"#N/A"},{"$error":"#N/A"},{"$error":"#N/A"},{"$error":"#N/A"},{"$error":"#N/A"},{"$error":"#N/A"},{"$error":"#N/A"},{"$error":"#N/A"},{"$error":"#N/A"},{"$error":"#N/A"},{"$error":"#N/A"},{"$error":"#N/A"},{"$error":"#N/A"},{"$error":"#N/A"},{"$error":"#N/A"},{"$error":"#N/A"},{"$error":"#N/A"},{"$error":"#N/A"},{"$error":"#N/A"},{"$error":"#N/A"},{"$error":"#N/A"},{"$error":"#N/A"},{"$error":"#N/A"},{"$error":"#N/A"},{"$error":"#N/A"},{"$error":"#N/A"},{"$error":"#N/A"},{"$error":"#N/A"},{"$error":"#N/A"},{"$error":"#N/A"},{"$error":"#N/A"},{"$error":"#N/A"},{"$error":"#N/A"},{"$error":"#N/A"},{"$error":"#N/A"},{"$error":"#N/A"},{"$error":"#N/A"},{"$error":"#N/A"},{"$error":"#N/A"},{"$error":"#N/A"},{"$error":"#N/A"},{"$error":"#N/A"},{"$error":"#N/A"},1.6077341970024284,1.5970891886565375,1.5864185854543216,1.5760530626495486,1.5656607902397435,1.555563888838873,1.5454391976067277,1.5356006093438717,1.5258864976470483,1.5161432335694849,1.5066729754180992,1.497320290675628,1.4880830033359724,1.4789589907607736,1.4699461820532937,1.47,1.46,1.45,1.44,1.44,1.43,1.42,1.41,1.4,1.39,1.39,1.38,1.37,1.36,1.36,1.35,1.34,1.33,1.33,1.32,1.31,1.3,1.3,1.29,1.28,1.28,1.27,1.26,1.26,1.25,1.25,1.24,1.23,1.23,1.22,1.22,1.21,1.21,1.2,1.19,1.19,1.18,1.18,1.17,1.17,1.1599999999999999,1.1599999999999999,1.1499999999999999,1.1499999999999999,1.1399999999999999,1.1399999999999999,{"$error":"#N/A"},{"$error":"#N/A"},{"$error":"#N/A"},{"$error":"#N/A"},{"$error":"#N/A"},{"$error":"#N/A"},{"$error":"#N/A"},{"$error":"#N/A"},{"$error":"#N/A"},{"$error":"#N/A"}]
["R134a",54,174,{"$error":"#N/A"},{"$error":"#N/A"},{"$error":"#N/A"},{"$error":"#N/A"},{"$error":"#N/A"},{"$error":"#N/A"},{"$error":"#N/A"},{"$error":"#N/A"},{"$error":"#N/A"},{"$error":"#N/A"},{"$error":"#N/A"},{"$error":"#N/A"},{"$error":"#N/A"},{"$error":"#N/A"},{"$error":"#N/A"},{"$error":"#N/A"},{"$error":"#N/A"},{"$error":"#N/A"},{"$error":"#N/A"},{"$error":"#N/A"},{"$error":"#N/A"},{"$error":"#N/A"},{"$error":"#N/A"},{"$error":"#N/A"},{"$error":"#N/A"},{"$error":"#N/A"},{"$error":"#N/A"},{"$error":"#N/A"},{"$error":"#N/A"},{"$error":"#N/A"},{"$error":"#N/A"},{"$error":"#N/A"},{"$error":"#N/A"},{"$error":"#N/A"},{"$error":"#N/A"},{"$error":"#N/A"},{"$error":"#N/A"},{"$error":"#N/A"},{"$error":"#N/A"},{"$error":"#N/A"},{"$error":"#N/A"},{"$error":"#N/A"},{"$error":"#N/A"},{"$error":"#N/A"},{"$error":"#N/A"},{"$error":"#N/A"},{"$error":"#N/A"},{"$error":"#N/A"},{"$error":"#N/A"},{"$error":"#N/A"},{"$error":"#N/A"},{"$error":"#N/A"},{"$error":"#N/A"},{"$error":"#N/A"},{"$error":"#N/A"},1.6387600712757124,1.6277264189843403,1.6166687296928635,1.6059295763851189,1.5951650714742847,1.58470878185792,1.5742259537402039,1.5640414974775594,1.5539879708638378,1.5439063459134785,1.5341091964581455,1.524435602285704,1.5148832407436312,1.5054498470333566,1.4961332124200855,1.5,1.49,1.48,1.47,1.46,1.45,1.44,1.43,1.43,1.42,1.41,1.4,1.39,1.39,1.38,1.37,1.36,1.35,1.35,1.34,1.33,1.33,1.32,1.31,1.3,1.3,1.29,1.28,1.28,1.27,1.27,1.26,1.25,1.25,1.24,1.23,1.23,1.22,1.22,1.21,1.21,1.2,1.2,1.19,1.19,1.18,1.17,1.17,1.1599999999999999,1.1599999999999999,1.1599999999999999,{"$error":"#N/A"},{"$error":"#N/A"},{"$error":"#N/A"},{"$error":"#N/A"},{"$error":"#N/A"},{"$error":"#N/A"},{"$error":"#N/A"},{"$error":"#N/A"},{"$error":"#N/A"},{"$error":"#N/A"}]
["R134a",55,175,{"$error":"#N/A"},{"$error":"#N/A"},{"$error":"#N/A"},{"$error":"#N/A"},{"$error":"#N/A"},{"$error":"#N/A"},{"$error":"#N/A"},{"$error":"#N/A"},{"$error":"#N/A"},{"$error":"#N/A"},{"$error":"#N/A"},{"$error":"#N/A"},{"$error":"#N/A"},{"$error":"#N/A"},{"$error":"#N/A"},{"$error":"#N/A"},{"$error":"#N/A"},{"$error":"#N/A"},{"$error":"#N/A"},{"$error":"#N/A"},{"$error":"#N/A"},{"$error":"#N/A"},{"$error":"#N/A"},{"$error":"#N/A"},{"$error":"#N/A"},{"$error":"#N/A"},{"$error":"#N/A"},{"$error":"#N/A"},{"$error":"#N/A"},{"$error":"#N/A"},{"$error":"#N/A"},{"$error":"#N/A"},{"$error":"#N/A"},{"$error":"#N/A"},{"$error":"#N/A"},{"$error":"#N/A"},{"$error":"#N/A"},{"$error":"#N/A"},{"$error":"#N/A"},{"$error":"#N/A"},{"$error":"#N/A"},{"$error":"#N/A"},{"$error":"#N/A"},{"$error":"#N/A"},{"$error":"#N/A"},{"$error":"#N/A"},{"$error":"#N/A"},{"$error":"#N/A"},{"$error":"#N/A"},{"$error":"#N/A"},{"$error":"#N/A"},{"$error":"#N/A"},{"$error":"#N/A"},{"$error":"#N/A"},{"$error":"#N/A"},1.6708846683080851,1.6594414968651665,1.6479760692715817,1.636843483772535,1.6256871490588565,1.6148526742476106,1.6039930996808518,1.5934449195890048,1.5830345670084691,1.5725973348781972,1.5624567379388599,1.5524460825447637,1.5425628869909724,1.5328047323689791,1.5231692605929619,1.53,1.52,1.51,1.5,1.49,1.48,1.47,1.46,1.45,1.44,1.43,1.43,1.42,1.41,1.4,1.39,1.39,1.38,1.37,1.36,1.35,1.35,1.34,1.33,1.33,1.32,1.31,1.31,1.3,1.29,1.29,1.28,1.27,1.27,1.26,1.25,1.25,1.24,1.24,1.23,1.22,1.22,1.21,1.21,1.2,1.2,1.19,1.19,1.18,1.18,1.17,{"$error":"#N/A"},{"$error":"#N/A"},{"$error":"#N/A"},{"$error":"#N/A"},{"$error":"#N/A"},{"$error":"#N/A"},{"$error":"#N/A"},{"$error":"#N/A"},{"$error":"#N/A"},{"$error":"#N/A"}]
["R134a",56,176,{"$error":"#N/A"},{"$error":"#N/A"},{"$error":"#N/A"},{"$error":"#N/A"},{"$error":"#N/A"},{"$error":"#N/A"},{"$error":"#N/A"},{"$error":"#N/A"},{"$error":"#N/A"},{"$error":"#N/A"},{"$error":"#N/A"},{"$error":"#N/A"},{"$error":"#N/A"},{"$error":"#N/A"},{"$error":"#N/A"},{"$error":"#N/A"},{"$error":"#N/A"},{"$error":"#N/A"},{"$error":"#N/A"},{"$error":"#N/A"},{"$error":"#N/A"},{"$error":"#N/A"},{"$error":"#N/A"},{"$error":"#N/A"},{"$error":"#N/A"},{"$error":"#N/A"},{"$error":"#N/A"},{"$error":"#N/A"},{"$error":"#N/A"},{"$error":"#N/A"},{"$error":"#N/A"},{"$error":"#N/A"},{"$error":"#N/A"},{"$error":"#N/A"},{"$error":"#N/A"},{"$error":"#N/A"},{"$error":"#N/A"},{"$error":"#N/A"},{"$error":"#N/A"},{"$error":"#N/A"},{"$error":"#N/A"},{"$error":"#N/A"},{"$error":"#N/A"},{"$error":"#N/A"},{"$error":"#N/A"},{"$error":"#N/A"},{"$error":"#N/A"},{"$error":"#N/A"},{"$error":"#N/A"},{"$error":"#N/A"},{"$error":"#N/A"},{"$error":"#N/A"},{"$error":"#N/A"},{"$error":"#N/A"},{"$error":"#N/A"},1.704356129709393,1.6924784265930555,1.6805805114676202,1.6690307599434073,1.657459102632566,1.6462239053584267,1.6349652678351378,1.6240319473942491,1.6132438819486736,1.6024303494345637,1.5919264360005427,1.5815593318587158,1.5713263814728577,1.561224997591961,1.5512526590693723,1.55,1.54,1.53,1.52,1.51,1.5,1.5,1.49,1.48,1.47,1.46,1.45,1.44,1.43,1.43,1.42,1.41,1.4,1.39,1.39,1.38,1.37,1.36,1.35,1.35,1.34,1.33,1.33,1.32,1.31,1.31,1.3,1.29,1.29,1.28,1.27,1.27,1.26,1.26,1.25,1.24,1.24,1.23,1.23,1.22,1.22,1.21,1.2,1.2,1.19,1.19,{"$error":"#N/A"},{"$error":"#N/A"},{"$error":"#N/A"},{"$error":"#N/A"},{"$error":"#N/A"},{"$error":"#N/A"},{"$error":"#N/A"},{"$error":"#N/A"},{"$error":"#N/A"},{"$error":"#N/A"}]
["R134a",57,177,{"$error":"#N/A"},{"$error":"#N/A"},{"$error":"#N/A"},{"$error":"#N/A"},{"$error":"#N/A"},{"$error":"#N/A"},{"$error":"#N/A"},{"$error":"#N/A"},{"$error":"#N/A"},{"$error":"#N/A"},{"$error":"#N/A"},{"$error":"#N/A"},{"$error":"#N/A"},{"$error":"#N/A"},{"$error":"#N/A"},{"$error":"#N/A"},{"$error":"#N/A"},{"$error":"#N/A"},{"$error":"#N/A"},{"$error":"#N/A"},{"$error":"#N/A"},{"$error":"#N/A"},{"$error":"#N/A"},{"$error":"#N/A"},{"$error":"#N/A"},{"$error":"#N/A"},{"$error":"#N/A"},{"$error":"#N/A"},{"$error":"#N/A"},{"$error":"#N/A"},{"$error":"#N/A"},{"$error":"#N/A"},{"$error":"#N/A"},{"$error":"#N/A"},{"$error":"#N/A"},{"$error":"#N/A"},{"$error":"#N/A"},{"$error":"#N/A"},{"$error":"#N/A"},{"$error":"#N/A"},{"$error":"#N/A"},{"$error":"#N/A"},{"$error":"#N/A"},{"$error":"#N/A"},{"$error":"#N/A"},{"$error":"#N/A"},{"$error":"#N/A"},{"$error":"#N/A"},{"$error":"#N/A"},{"$error":"#N/A"},{"$error":"#N/A"},{"$error":"#N/A"},{"$error":"#N/A"},{"$error":"#N/A"},{"$error":"#N/A"},1.7394218152921384,1.7270813226836468,1.714722959015069,1.7027292267603837,1.6907157033878051,1.679054318527565,1.6673714008948448,1.6560287383037235,1.6448393549368066,1.6336261339402192,1.6227364453952786,1.6119909759754865,1.6013868795479564,1.5909213843807863,1.5805917907276905,1.58,1.57,1.56,1.55,1.54,1.53,1.52,1.51,1.5,1.49,1.49,1.48,1.47,1.46,1.45,1.44,1.43,1.43,1.42,1.41,1.4,1.39,1.39,1.38,1.37,1.36,1.36,1.35,1.34,1.33,1.33,1.32,1.31,1.31,1.3,1.29,1.29,1.28,1.28,1.27,1.26,1.26,1.25,1.25,1.24,1.23,1.23,1.22,1.22,1.21,1.21,{"$error":"#N/A"},{"$error":"#N/A"},{"$error":"#N/A"},{"$error":"#N/A"},{"$error":"#N/A"},{"$error":"#N/A"},{"$error":"#N/A"},{"$error":"#N/A"},{"$error":"#N/A"},{"$error":"#N/A"}]
["R134a",58,178,{"$error":"#N/A"},{"$error":"#N/A"},{"$error":"#N/A"},{"$error":"#N/A"},{"$error":"#N/A"},{"$error":"#N/A"},{"$error":"#N/A"},{"$error":"#N/A"},{"$error":"#N/A"},{"$error":"#N/A"},{"$error":"#N/A"},{"$error":"#N/A"},{"$error":"#N/A"},{"$error":"#N/A"},{"$error":"#N/A"},{"$error":"#N/A"},{"$error":"#N/A"},{"$error":"#N/A"},{"$error":"#N/A"},{"$error":"#N/A"},{"$error":"#N/A"},{"$error":"#N/A"},{"$error":"#N/A"},{"$error":"#N/A"},{"$error":"#N/A"},{"$error":"#N/A"},{"$error":"#N/A"},{"$error":"#N/A"},{"$error":"#N/A"},{"$error":"#N/A"},{"$error":"#N/A"},{"$error":"#N/A"},{"$error":"#N/A"},{"$error":"#N/A"},{"$error":"#N/A"},{"$error":"#N/A"},{"$error":"#N/A"},{"$error":"#N/A"},{"$error":"#N/A"},{"$error":"#N/A"},{"$error":"#N/A"},{"$error":"#N/A"},{"$error":"#N/A"},{"$error":"#N/A"},{"$error":"#N/A"},{"$error":"#N/A"},{"$error":"#N/A"},{"$error":"#N/A"},{"$error":"#N/A"},{"$error":"#N/A"},{"$error":"#N/A"},{"$error":"#N/A"},{"$error":"#N/A"},{"$error":"#N/A"},{"$error":"#N/A"},1.7760191154591551,1.7631863130421432,1.7503383198695708,1.7378726501712005,1.7253896143001619,1.7132755447915351,1.7011421338291961,1.6893649959796095,1.6777498050217667,1.6661126545371672,1.6548139357819636,1.6436674289975881,1.6326700789522561,1.6218189116377724,1.6111110315881831,1.61,1.6,1.59,1.58,1.57,1.56,1.55,1.54,1.53,1.52,1.51,1.5,1.49,1.49,1.48,1.47,1.46,1.45,1.44,1.43,1.43,1.42,1.41,1.4,1.39,1.39,1.38,1.37,1.36,1.36,1.35,1.34,1.34,1.33,1.32,1.32,1.31,1.3,1.3,1.29,1.28,1.28,1.27,1.27,1.26,1.25,1.25,1.24,1.24,1.23,1.23,{"$error":"#N/A"},{"$error":"#N/A"},{"$error":"#N/A"},{"$error":"#N/A"},{"$error":"#N/A"},{"$error":"#N/A"},{"$error":"#N/A"},{"$error":"#N/A"},{"$error":"#N/A"},{"$error":"#N/A"}]
["R134a",59,179,{"$error":"#N/A"},{"$error":"#N/A"},{"$error":"#N/A"},{"$error":"#N/A"},{"$error":"#N/A"},{"$error":"#N/A"},{"$error":"#N/A"},{"$error":"#N/A"},{"$error":"#N/A"},{"$error":"#N/A"},{"$error":"#N/A"},{"$error":"#N/A"},{"$error":"#N/A"},{"$error":"#N/A"},{"$error":"#N/A"},{"$error":"#N/A"},{"$error":"#N/A"},{"$error":"#N/A"},{"$error":"#N/A"},{"$error":"#N/A"},{"$error":"#N/A"},{"$error":"#N/A"},{"$error":"#N/A"},{"$error":"#N/A"},{"$error":"#N/A"},{"$error":"#N/A"},{"$error":"#N/A"},{"$error":"#N/A"},{"$error":"#N/A"},{"$error":"#N/A"},{"$error":"#N/A"},{"$error":"#N/A"},{"$error":"#N/A"},{"$error":"#N/A"},{"$error":"#N/A"},{"$error":"#N/A"},{"$error":"#N/A"},{"$error":"#N/A"},{"$error":"#N/A"},{"$error":"#N/A"},{"$error":"#N/A"},{"$error":"#N/A"},{"$error":"#N/A"},{"$error":"#N/A"},{"$error":"#N/A"},{"$error":"#N/A"},{"$error":"#N/A"},{"$error":"#N/A"},{"$error":"#N/A"},{"$error":"#N/A"},{"$error":"#N/A"},{"$error":"#N/A"},{"$error":"#N/A"},{"$error":"#N/A"},{"$error":"#N/A"},1.8140348540823892,1.8006807765166974,1.7873145540976443,1.774349578057558,1.7613699949056913,1.7487773587641731,1.7361678780340126,1.7239317692616509,1.7118669279526659,1.699782272824828,1.6880519318030334,1.6764823852730517,1.6650703495872385,1.6538126299023281,1.6427061171975157,1.65,1.63,1.62,1.61,1.6,1.59,1.58,1.57,1.56,1.55,1.54,1.53,1.52,1.51,1.5,1.49,1.49,1.48,1.47,1.46,1.45,1.44,1.43,1.43,1.42,1.41,1.4,1.39,1.39,1.38,1.37,1.37,1.36,1.35,1.34,1.34,1.33,1.32,1.32,1.31,1.3,1.3,1.29,1.29,1.28,1.27,1.27,1.26,1.26,1.25,1.24,{"$error":"#N/A"},{"$error":"#N/A"},{"$error":"#N/A"},{"$error":"#N/A"},{"$error":"#N/A"},{"$error":"#N/A"},{"$error":"#N/A"},{"$error":"#N/A"},{"$error":"#N/A"},{"$error":"#N/A"}]
["R134a",60,180,{"$error":"#N/A"},{"$error":"#N/A"},{"$error":"#N/A"},{"$error":"#N/A"},{"$error":"#N/A"},{"$error":"#N/A"},{"$error":"#N/A"},{"$error":"#N/A"},{"$error":"#N/A"},{"$error":"#N/A"},{"$error":"#N/A"},{"$error":"#N/A"},{"$error":"#N/A"},{"$error":"#N/A"},{"$error":"#N/A"},{"$error":"#N/A"},{"$error":"#N/A"},{"$error":"#N/A"},{"$error":"#N/A"},{"$error":"#N/A"},{"$error":"#N/A"},{"$error":"#N/A"},{"$error":"#N/A"},{"$error":"#N/A"},{"$error":"#N/A"},{"$error":"#N/A"},{"$error":"#N/A"},{"$error":"#N/A"},{"$error":"#N/A"},{"$error":"#N/A"},{"$error":"#N/A"},{"$error":"#N/A"},{"$error":"#N/A"},{"$error":"#N/A"},{"$error":"#N/A"},{"$error":"#N/A"},{"$error":"#N/A"},{"$error":"#N/A"},{"$error":"#N/A"},{"$error":"#N/A"},{"$error":"#N/A"},{"$error":"#N/A"},{"$error":"#N/A"},{"$error":"#N/A"},{"$error":"#N/A"},{"$error":"#N/A"},{"$error":"#N/A"},{"$error":"#N/A"},{"$error":"#N/A"},{"$error":"#N/A"},{"$error":"#N/A"},{"$error":"#N/A"},{"$error":"#N/A"},{"$error":"#N/A"},{"$error":"#N/A"},1.8538620870886415,1.8399514973451228,1.8260322425188702,1.8125346441053201,1.799025593537865,1.7859228637814621,1.7728061477748047,1.7600812090360773,1.7475376438585577,1.7349767263824847,1.7227871943470106,1.7107677488050548,1.6989148544715325,1.6872250733627836,1.6756950614719217,1.68,1.67,1.66,1.65,1.63,1.62,1.61,1.6,1.59,1.58,1.57,1.56,1.55,1.54,1.53,1.52,1.51,1.5,1.49,1.49,1.48,1.47,1.46,1.45,1.44,1.44,1.43,1.42,1.41,1.4,1.4,1.39,1.38,1.37,1.37,1.36,1.35,1.35,1.34,1.33,1.33,1.32,1.31,1.31,1.3,1.29,1.29,1.28,1.28,1.27,1.26,{"$error":"#N/A"},{"$error":"#N/A"},{"$error":"#N/A"},{"$error":"#N/A"},{"$error":"#N/A"},{"$error":"#N/A"},{"$error":"#N/A"},{"$error":"#N/A"},{"$error":"#N/A"},{"$error":"#N/A"}]
["R134a",61,181,{"$error":"#N/A"},{"$error":"#N/A"},{"$error":"#N/A"},{"$error":"#N/A"},{"$error":"#N/A"},{"$error":"#N/A"},{"$error":"#N/A"},{"$error":"#N/A"},{"$error":"#N/A"},{"$error":"#N/A"},{"$error":"#N/A"},{"$error":"#N/A"},{"$error":"#N/A"},{"$error":"#N/A"},{"$error":"#N/A"},{"$error":"#N/A"},{"$error":"#N/A"},{"$error":"#N/A"},{"$error":"#N/A"},{"$error":"#N/A"},{"$error":"#N/A"},{"$error":"#N/A"},{"$error":"#N/A"},{"$error":"#N/A"},{"$error":"#N/A"},{"$error":"#N/A"},{"$error":"#N/A"},{"$error":"#N/A"},{"$error":"#N/A"},{"$error":"#N/A"},{"$error":"#N/A"},{"$error":"#N/A"},{"$error":"#N/A"},{"$error":"#N/A"},{"$error":"#N/A"},{"$error":"#N/A"},{"$error":"#N/A"},{"$error":"#N/A"},{"$error":"#N/A"},{"$error":"#N/A"},{"$error":"#N/A"},{"$error":"#N/A"},{"$error":"#N/A"},{"$error":"#N/A"},{"$error":"#N/A"},{"$error":"#N/A"},{"$error":"#N/A"},{"$error":"#N/A"},{"$error":"#N/A"},{"$error":"#N/A"},{"$error":"#N/A"},{"$error":"#N/A"},{"$error":"#N/A"},{"$error":"#N/A"},{"$error":"#N/A"},{"$error":"#N/A"},{"$error":"#N/A"},{"$error":"#N/A"},{"$error":"#N/A"},{"$error":"#N/A"},{"$error":"#N/A"},{"$error":"#N/A"},{"$error":"#N/A"},{"$error":"#N/A"},{"$error":"#N/A"},{"$error":"#N/A"},{"$error":"#N/A"},{"$error":"#N/A"},{"$error":"#N/A"},{"$error":"#N/A"},1.71,1.7,1.69,1.68,1.67,1.66,1.64,1.63,1.62,1.61,1.6,1.59,1.58,1.57,1.56,1.55,1.54,1.53,1.52,1.51,1.5,1.5,1.49,1.48,1.47,1.46,1.45,1.44,1.44,1.43,1.42,1.41,1.41,1.4,1.39,1.38,1.38,1.37,1.36,1.35,1.35,1.34,1.33,1.33,1.32,1.32,1.31,1.3,1.3,1.29,1.29,{"$error":"#N/A"},{"$error":"#N/A"},{"$error":"#N/A"},{"$error":"#N/A"},{"$error":"#N/A"},{"$error":"#N/A"},{"$error":"#N/A"},{"$error":"#N/A"},{"$error":"#N/A"},{"$error":"#N/A"}]
["R134a",62,182,{"$error":"#N/A"},{"$error":"#N/A"},{"$error":"#N/A"},{"$error":"#N/A"},{"$error":"#N/A"},{"$error":"#N/A"},{"$error":"#N/A"},{"$error":"#N/A"},{"$error":"#N/A"},{"$error":"#N/A"},{"$error":"#N/A"},{"$error":"#N/A"},{"$error":"#N/A"},{"$error":"#N/A"},{"$error":"#N/A"},{"$error":"#N/A"},{"$error":"#N/A"},{"$error":"#N/A"},{"$error":"#N/A"},{"$error":"#N/A"},{"$error":"#N/A"},{"$error":"#N/A"},{"$error":"#N/A"},{"$error":"#N/A"},{"$error":"#N/A"},{"$error":"#N/A"},{"$error":"#N/A"},{"$error":"#N/A"},{"$error":"#N/A"},{"$error":"#N/A"},{"$error":"#N/A"},{"$error":"#N/A"},{"$error":"#N/A"},{"$error":"#N/A"},{"$error":"#N/A"},{"$error":"#N/A"},{"$error":"#N/A"},{"$error":"#N/A"},{"$error":"#N/A"},{"$error":"#N/A"},{"$error":"#N/A"},{"$error":"#N/A"},{"$error":"#N/A"},{"$error":"#N/A"},{"$error":"#N/A"},{"$error":"#N/A"},{"$error":"#N/A"},{"$error":"#N/A"},{"$error":"#N/A"},{"$error":"#N/A"},{"$error":"#N/A"},{"$error":"#N/A"},{"$error":"#N/A"},{"$error":"#N/A"},{"$error":"#N/A"},{"$error":"#N/A"},{"$error":"#N/A"},{"$error":"#N/A"},{"$error":"#N/A"},{"$error":"#N/A"},{"$error":"#N/A"},{"$error":"#N/A"},{"$error":"#N/A"},{"$error":"#N/A"},{"$error":"#N/A"},{"$error":"#N/A"},{"$error":"#N/A"},{"$error":"#N/A"},{"$error":"#N/A"},{"$error":"#N/A"},1.75,1.74,1.73,1.71,1.7,1.69,1.68,1.67,1.66,1.64,1.63,1.62,1.61,1.6,1.59,1.58,1.57,1.56,1.55,1.54,1.53,1.52,1.51,1.51,1.5,1.49,1.48,1.47,1.46,1.45,1.45,1.44,1.43,1.42,1.41,1.41,1.4,1.39,1.39,1.38,1.37,1.36,1.36,1.35,1.34,1.34,1.33,1.32,1.32,1.31,1.31,{"$error":"#N/A"},{"$error":"#N/A"},{"$error":"#N/A"},{"$error":"#N/A"},{"$error":"#N/A"},{"$error":"#N/A"},{"$error":"#N/A"},{"$error":"#N/A"},{"$error":"#N/A"},{"$error":"#N/A"}]
["R134a",63,183,{"$error":"#N/A"},{"$error":"#N/A"},{"$error":"#N/A"},{"$error":"#N/A"},{"$error":"#N/A"},{"$error":"#N/A"},{"$error":"#N/A"},{"$error":"#N/A"},{"$error":"#N/A"},{"$error":"#N/A"},{"$error":"#N/A"},{"$error":"#N/A"},{"$error":"#N/A"},{"$error":"#N/A"},{"$error":"#N/A"},{"$error":"#N/A"},{"$error":"#N/A"},{"$error":"#N/A"},{"$error":"#N/A"},{"$error":"#N/A"},{"$error":"#N/A"},{"$error":"#N/A"},{"$error":"#N/A"},{"$error":"#N/A"},{"$error":"#N/A"},{"$error":"#N/A"},{"$error":"#N/A"},{"$error":"#N/A"},{"$error":"#N/A"},{"$error":"#N/A"},{"$error":"#N/A"},{"$error":"#N/A"},{"$error":"#N/A"},{"$error":"#N/A"},{"$error":"#N/A"},{"$error":"#N/A"},{"$error":"#N/A"},{"$error":"#N/A"},{"$error":"#N/A"},{"$error":"#N/A"},{"$error":"#N/A"},{"$error":"#N/A"},{"$error":"#N/A"},{"$error":"#N/A"},{"$error":"#N/A"},{"$error":"#N/A"},{"$error":"#N/A"},{"$error":"#N/A"},{"$error":"#N/A"},{"$error":"#N/A"},{"$error":"#N/A"},{"$error":"#N/A"},{"$error":"#N/A"},{"$error":"#N/A"},{"$error":"#N/A"},{"$error":"#N/A"},{"$error":"#N/A"},{"$error":"#N/A"},{"$error":"#N/A"},{"$error":"#N/A"},{"$error":"#N/A"},{"$error":"#N/A"},{"$error":"#N/A"},{"$error":"#N/A"},{"$error":"#N/A"},{"$error":"#N/A"},{"$error":"#N/A"},{"$error":"#N/A"},{"$error":"#N/A"},{"$error":"#N/A"},1.79,1.78,1.76,1.75,1.74,1.73,1.71,1.7,1.69,1.68,1.67,1.66,1.65,1.63,1.62,1.61,1.6,1.59,1.58,1.57,1.56,1.55,1.54,1.53,1.53,1.52,1.51,1.5,1.49,1.48,1.47,1.46,1.46,1.45,1.44,1.43,1.43,1.42,1.41,1.4,1.4,1.39,1.38,1.37,1.37,1.36,1.35,1.35,1.34,1.33,1.33,{"$error":"#N/A"},{"$error":"#N/A"},{"$error":"#N/A"},{"$error":"#N/A"},{"$error":"#N/A"},{"$error":"#N/A"},{"$error":"#N/A"},{"$error":"#N/A"},{"$error":"#N/A"},{"$error":"#N/A"}]
["R134a",64,184,{"$error":"#N/A"},{"$error":"#N/A"},{"$error":"#N/A"},{"$error":"#N/A"},{"$error":"#N/A"},{"$error":"#N/A"},{"$error":"#N/A"},{"$error":"#N/A"},{"$error":"#N/A"},{"$error":"#N/A"},{"$error":"#N/A"},{"$error":"#N/A"},{"$error":"#N/A"},{"$error":"#N/A"},{"$error":"#N/A"},{"$error":"#N/A"},{"$error":"#N/A"},{"$error":"#N/A"},{"$error":"#N/A"},{"$error":"#N/A"},{"$error":"#N/A"},{"$error":"#N/A"},{"$error":"#N/A"},{"$error":"#N/A"},{"$error":"#N/A"},{"$error":"#N/A"},{"$error":"#N/A"},{"$error":"#N/A"},{"$error":"#N/A"},{"$error":"#N/A"},{"$error":"#N/A"},{"$error":"#N/A"},{"$error":"#N/A"},{"$error":"#N/A"},{"$error":"#N/A"},{"$error":"#N/A"},{"$error":"#N/A"},{"$error":"#N/A"},{"$error":"#N/A"},{"$error":"#N/A"},{"$error":"#N/A"},{"$error":"#N/A"},{"$error":"#N/A"},{"$error":"#N/A"},{"$error":"#N/A"},{"$error":"#N/A"},{"$error":"#N/A"},{"$error":"#N/A"},{"$error":"#N/A"},{"$error":"#N/A"},{"$error":"#N/A"},{"$error":"#N/A"},{"$error":"#N/A"},{"$error":"#N/A"},{"$error":"#N/A"},{"$error":"#N/A"},{"$error":"#N/A"},{"$error":"#N/A"},{"$error":"#N/A"},{"$error":"#N/A"},{"$error":"#N/A"},{"$error":"#N/A"},{"$error":"#N/A"},{"$error":"#N/A"},{"$error":"#N/A"},{"$error":"#N/A"},{"$error":"#N/A"},{"$error":"#N/A"},{"$error":"#N/A"},{"$error":"#N/A"},1.83,1.82,1.8,1.79,1.78,1.76,1.75,1.74,1.73,1.71,1.7,1.69,1.68,1.67,1.66,1.65,1.64,1.62,1.61,1.6,1.59,1.58,1.57,1.56,1.55,1.55,1.54,1.53,1.52,1.51,1.5,1.49,1.48,1.48,1.47,1.46,1.45,1.44,1.44,1.43,1.42,1.41,1.41,1.4,1.39,1.38,1.38,1.37,1.36,1.36,1.35,{"$error":"#N/A"},{"$error":"#N/A"},{"$error":"#N/A"},{"$error":"#N/A"},{"$error":"#N/A"},{"$error":"#N/A"},{"$error":"#N/A"},{"$error":"#N/A"},{"$error":"#N/A"},{"$error":"#N/A"}]
["R134a",65,185,{"$error":"#N/A"},{"$error":"#N/A"},{"$error":"#N/A"},{"$error":"#N/A"},{"$error":"#N/A"},{"$error":"#N/A"},{"$error":"#N/A"},{"$error":"#N/A"},{"$error":"#N/A"},{"$error":"#N/A"},{"$error":"#N/A"},{"$error":"#N/A"},{"$error":"#N/A"},{"$error":"#N/A"},{"$error":"#N/A"},{"$error":"#N/A"},{"$error":"#N/A"},{"$error":"#N/A"},{"$error":"#N/A"},{"$error":"#N/A"},{"$error":"#N/A"},{"$error":"#N/A"},{"$error":"#N/A"},{"$error":"#N/A"},{"$error":"#N/A"},{"$error":"#N/A"},{"$error":"#N/A"},{"$error":"#N/A"},{"$error":"#N/A"},{"$error":"#N/A"},{"$error":"#N/A"},{"$error":"#N/A"},{"$error":"#N/A"},{"$error":"#N/A"},{"$error":"#N/A"},{"$error":"#N/A"},{"$error":"#N/A"},{"$error":"#N/A"},{"$error":"#N/A"},{"$error":"#N/A"},{"$error":"#N/A"},{"$error":"#N/A"},{"$error":"#N/A"},{"$error":"#N/A"},{"$error":"#N/A"},{"$error":"#N/A"},{"$error":"#N/A"},{"$error":"#N/A"},{"$error":"#N/A"},{"$error":"#N/A"},{"$error":"#N/A"},{"$error":"#N/A"},{"$error":"#N/A"},{"$error":"#N/A"},{"$error":"#N/A"},{"$error":"#N/A"},{"$error":"#N/A"},{"$error":"#N/A"},{"$error":"#N/A"},{"$error":"#N/A"},{"$error":"#N/A"},{"$error":"#N/A"},{"$error":"#N/A"},{"$error":"#N/A"},{"$error":"#N/A"},{"$error":"#N/A"},{"$error":"#N/A"},{"$error":"#N/A"},{"$error":"#N/A"},{"$error":"#N/A"},1.87,1.86,1.84,1.83,1.82,1.8,1.79,1.78,1.76,1.75,1.74,1.73,1.72,1.7,1.69,1.68,1.67,1.66,1.65,1.64,1.63,1.62,1.61,1.6,1.59,1.58,1.57,1.56,1.55,1.54,1.53,1.52,1.51,1.5,1.49,1.49,1.48,1.47,1.46,1.45,1.45,1.44,1.43,1.42,1.42,1.41,1.4,1.4,1.39,1.38,1.38,{"$error":"#N/A"},{"$error":"#N/A"},{"$error":"#N/A"},{"$error":"#N/A"},{"$error":"#N/A"},{"$error":"#N/A"},{"$error":"#N/A"},{"$error":"#N/A"},{"$error":"#N/A"},{"$error":"#N/A"}]
["R134a",66,186,{"$error":"#N/A"},{"$error":"#N/A"},{"$error":"#N/A"},{"$error":"#N/A"},{"$error":"#N/A"},{"$error":"#N/A"},{"$error":"#N/A"},{"$error":"#N/A"},{"$error":"#N/A"},{"$error":"#N/A"},{"$error":"#N/A"},{"$error":"#N/A"},{"$error":"#N/A"},{"$error":"#N/A"},{"$error":"#N/A"},{"$error":"#N/A"},{"$error":"#N/A"},{"$error":"#N/A"},{"$error":"#N/A"},{"$error":"#N/A"},{"$error":"#N/A"},{"$error":"#N/A"},{"$error":"#N/A"},{"$error":"#N/A"},{"$error":"#N/A"},{"$error":"#N/A"},{"$error":"#N/A"},{"$error":"#N/A"},{"$error":"#N/A"},{"$error":"#N/A"},{"$error":"#N/A"},{"$error":"#N/A"},{"$error":"#N/A"},{"$error":"#N/A"},{"$error":"#N/A"},{"$error":"#N/A"},{"$error":"#N/A"},{"$error":"#N/A"},{"$error":"#N/A"},{"$error":"#N/A"},{"$error":"#N/A"},{"$error":"#N/A"},{"$error":"#N/A"},{"$error":"#N/A"},{"$error":"#N/A"},{"$error":"#N/A"},{"$error":"#N/A"},{"$error":"#N/A"},{"$error":"#N/A"},{"$error":"#N/A"},{"$error":"#N/A"},{"$error":"#N/A"},{"$error":"#N/A"},{"$error":"#N/A"},{"$error":"#N/A"},{"$error":"#N/A"},{"$error":"#N/A"},{"$error":"#N/A"},{"$error":"#N/A"},{"$error":"#N/A"},{"$error":"#N/A"},{"$error":"#N/A"},{"$error":"#N/A"},{"$error":"#N/A"},{"$error":"#N/A"},{"$error":"#N/A"},{"$error":"#N/A"},{"$error":"#N/A"},{"$error":"#N/A"},{"$error":"#N/A"},1.92,1.9,1.89,1.87,1.86,1.84,1.83,1.82,1.8,1.79,1.78,1.76,1.75,1.74,1.73,1.72,1.7,1.69,1.68,1.67,1.66,1.65,1.64,1.63,1.62,1.61,1.6,1.59,1.58,1.57,1.56,1.55,1.54,1.53,1.52,1.52,1.51,1.5,1.49,1.48,1.47,1.47,1.46,1.45,1.44,1.44,1.43,1.42,1.41,1.41,1.4,{"$error":"#N/A"},{"$error":"#N/A"},{"$error":"#N/A"},{"$error":"#N/A"},{"$error":"#N/A"},{"$error":"#N/A"},{"$error":"#N/A"},{"$error":"#N/A"},{"$error":"#N/A"},{"$error":"#N/A"}]
["R134a",67,187,{"$error":"#N/A"},{"$error":"#N/A"},{"$error":"#N/A"},{"$error":"#N/A"},{"$error":"#N/A"},{"$error":"#N/A"},{"$error":"#N/A"},{"$error":"#N/A"},{"$error":"#N/A"},{"$error":"#N/A"},{"$error":"#N/A"},{"$error":"#N/A"},{"$error":"#N/A"},{"$error":"#N/A"},{"$error":"#N/A"},{"$error":"#N/A"},{"$error":"#N/A"},{"$error":"#N/A"},{"$error":"#N/A"},{"$error":"#N/A"},{"$error":"#N/A"},{"$error":"#N/A"},{"$error":"#N/A"},{"$error":"#N/A"},{"$error":"#N/A"},{"$error":"#N/A"},{"$error":"#N/A"},{"$error":"#N/A"},{"$error":"#N/A"},{"$error":"#N/A"},{"$error":"#N/A"},{"$error":"#N/A"},{"$error":"#N/A"},{"$error":"#N/A"},{"$error":"#N/A"},{"$error":"#N/A"},{"$error":"#N/A"},{"$error":"#N/A"},{"$error":"#N/A"},{"$error":"#N/A"},{"$error":"#N/A"},{"$error":"#N/A"},{"$error":"#N/A"},{"$error":"#N/A"},{"$error":"#N/A"},{"$error":"#N/A"},{"$error":"#N/A"},{"$error":"#N/A"},{"$error":"#N/A"},{"$error":"#N/A"},{"$error":"#N/A"},{"$error":"#N/A"},{"$error":"#N/A"},{"$error":"#N/A"},{"$error":"#N/A"},{"$error":"#N/A"},{"$error":"#N/A"},{"$error":"#N/A"},{"$error":"#N/A"},{"$error":"#N/A"},{"$error":"#N/A"},{"$error":"#N/A"},{"$error":"#N/A"},{"$error":"#N/A"},{"$error":"#N/A"},{"$error":"#N/A"},{"$error":"#N/A"},{"$error":"#N/A"},{"$error":"#N/A"},{"$error":"#N/A"},1.96,1.95,1.93,1.92,1.9,1.89,1.87,1.86,1.84,1.83,1.82,1.8,1.79,1.78,1.77,1.75,1.74,1.73,1.72,1.71,1.7,1.68,1.67,1.66,1.65,1.64,1.63,1.62,1.61,1.6,1.59,1.58,1.57,1.56,1.55,1.54,1.54,1.53,1.52,1.51,1.5,1.49,1.49,1.48,1.47,1.46,1.45,1.45,1.44,1.43,1.43,{"$error":"#N/A"},{"$error":"#N/A"},{"$error":"#N/A"},{"$error":"#N/A"},{"$error":"#N/A"},{"$error":"#N/A"},{"$error":"#N/A"},{"$error":"#N/A"},{"$error":"#N/A"},{"$error":"#N/A"}]
["R134a",68,188,{"$error":"#N/A"},{"$error":"#N/A"},{"$error":"#N/A"},{"$error":"#N/A"},{"$error":"#N/A"},{"$error":"#N/A"},{"$error":"#N/A"},{"$error":"#N/A"},{"$error":"#N/A"},{"$error":"#N/A"},{"$error":"#N/A"},{"$error":"#N/A"},{"$error":"#N/A"},{"$error":"#N/A"},{"$error":"#N/A"},{"$error":"#N/A"},{"$error":"#N/A"},{"$error":"#N/A"},{"$error":"#N/A"},{"$error":"#N/A"},{"$error":"#N/A"},{"$error":"#N/A"},{"$error":"#N/A"},{"$error":"#N/A"},{"$error":"#N/A"},{"$error":"#N/A"},{"$error":"#N/A"},{"$error":"#N/A"},{"$error":"#N/A"},{"$error":"#N/A"},{"$error":"#N/A"},{"$error":"#N/A"},{"$error":"#N/A"},{"$error":"#N/A"},{"$error":"#N/A"},{"$error":"#N/A"},{"$error":"#N/A"},{"$error":"#N/A"},{"$error":"#N/A"},{"$error":"#N/A"},{"$error":"#N/A"},{"$error":"#N/A"},{"$error":"#N/A"},{"$error":"#N/A"},{"$error":"#N/A"},{"$error":"#N/A"},{"$error":"#N/A"},{"$error":"#N/A"},{"$error":"#N/A"},{"$error":"#N/A"},{"$error":"#N/A"},{"$error":"#N/A"},{"$error":"#N/A"},{"$error":"#N/A"},{"$error":"#N/A"},{"$error":"#N/A"},{"$error":"#N/A"},{"$error":"#N/A"},{"$error":"#N/A"},{"$error":"#N/A"},{"$error":"#N/A"},{"$error":"#N/A"},{"$error":"#N/A"},{"$error":"#N/A"},{"$error":"#N/A"},{"$error":"#N/A"},{"$error":"#N/A"},{"$error":"#N/A"},{"$error":"#N/A"},{"$error":"#N/A"},2.0099999999999998,1.99,1.98,1.96,1.95,1.93,1.92,1.9,1.89,1.87,1.86,1.85,1.83,1.82,1.81,1.79,1.78,1.77,1.76,1.74,1.73,1.72,1.71,1.7,1.69,1.68,1.67,1.65,1.64,1.63,1.62,1.61,1.6,1.59,1.59,1.58,1.57,1.56,1.55,1.54,1.53,1.52,1.51,1.51,1.5,1.49,1.48,1.47,1.47,1.46,1.45,{"$error":"#N/A"},{"$error":"#N/A"},{"$error":"#N/A"},{"$error":"#N/A"},{"$error":"#N/A"},{"$error":"#N/A"},{"$error":"#N/A"},{"$error":"#N/A"},{"$error":"#N/A"},{"$error":"#N/A"}]
["R134a",69,189,{"$error":"#N/A"},{"$error":"#N/A"},{"$error":"#N/A"},{"$error":"#N/A"},{"$error":"#N/A"},{"$error":"#N/A"},{"$error":"#N/A"},{"$error":"#N/A"},{"$error":"#N/A"},{"$error":"#N/A"},{"$error":"#N/A"},{"$error":"#N/A"},{"$error":"#N/A"},{"$error":"#N/A"},{"$error":"#N/A"},{"$error":"#N/A"},{"$error":"#N/A"},{"$error":"#N/A"},{"$error":"#N/A"},{"$error":"#N/A"},{"$error":"#N/A"},{"$error":"#N/A"},{"$error":"#N/A"},{"$error":"#N/A"},{"$error":"#N/A"},{"$error":"#N/A"},{"$error":"#N/A"},{"$error":"#N/A"},{"$error":"#N/A"},{"$error":"#N/A"},{"$error":"#N/A"},{"$error":"#N/A"},{"$error":"#N/A"},{"$error":"#N/A"},{"$error":"#N/A"},{"$error":"#N/A"},{"$error":"#N/A"},{"$error":"#N/A"},{"$error":"#N/A"},{"$error":"#N/A"},{"$error":"#N/A"},{"$error":"#N/A"},{"$error":"#N/A"},{"$error":"#N/A"},{"$error":"#N/A"},{"$error":"#N/A"},{"$error":"#N/A"},{"$error":"#N/A"},{"$error":"#N/A"},{"$error":"#N/A"},{"$error":"#N/A"},{"$error":"#N/A"},{"$error":"#N/A"},{"$error":"#N/A"},{"$error":"#N/A"},{"$error":"#N/A"},{"$error":"#N/A"},{"$error":"#N/A"},{"$error":"#N/A"},{"$error":"#N/A"},{"$error":"#N/A"},{"$error":"#N/A"},{"$error":"#N/A"},{"$error":"#N/A"},{"$error":"#N/A"},{"$error":"#N/A"},{"$error":"#N/A"},{"$error":"#N/A"},{"$error":"#N/A"},{"$error":"#N/A"},2.06,2.04,2.0299999999999998,2.0099999999999998,2,1.98,1.96,1.95,1.93,1.92,1.9,1.89,1.88,1.86,1.85,1.84,1.82,1.81,1.8,1.78,1.77,1.76,1.75,1.74,1.72,1.71,1.7,1.69,1.68,1.67,1.66,1.65,1.64,1.63,1.62,1.61,1.6,1.59,1.58,1.57,1.56,1.55,1.54,1.54,1.53,1.52,1.51,1.5,1.5,1.49,1.48,{"$error":"#N/A"},{"$error":"#N/A"},{"$error":"#N/A"},{"$error":"#N/A"},{"$error":"#N/A"},{"$error":"#N/A"},{"$error":"#N/A"},{"$error":"#N/A"},{"$error":"#N/A"},{"$error":"#N/A"}]
["R134a",70,190,{"$error":"#N/A"},{"$error":"#N/A"},{"$error":"#N/A"},{"$error":"#N/A"},{"$error":"#N/A"},{"$error":"#N/A"},{"$error":"#N/A"},{"$error":"#N/A"},{"$error":"#N/A"},{"$error":"#N/A"},{"$error":"#N/A"},{"$error":"#N/A"},{"$error":"#N/A"},{"$error":"#N/A"},{"$error":"#N/A"},{"$error":"#N/A"},{"$error":"#N/A"},{"$error":"#N/A"},{"$error":"#N/A"},{"$error":"#N/A"},{"$error":"#N/A"},{"$error":"#N/A"},{"$error":"#N/A"},{"$error":"#N/A"},{"$error":"#N/A"},{"$error":"#N/A"},{"$error":"#N/A"},{"$error":"#N/A"},{"$error":"#N/A"},{"$error":"#N/A"},{"$error":"#N/A"},{"$error":"#N/A"},{"$error":"#N/A"},{"$error":"#N/A"},{"$error":"#N/A"},{"$error":"#N/A"},{"$error":"#N/A"},{"$error":"#N/A"},{"$error":"#N/A"},{"$error":"#N/A"},{"$error":"#N/A"},{"$error":"#N/A"},{"$error":"#N/A"},{"$error":"#N/A"},{"$error":"#N/A"},{"$error":"#N/A"},{"$error":"#N/A"},{"$error":"#N/A"},{"$error":"#N/A"},{"$error":"#N/A"},{"$error":"#N/A"},{"$error":"#N/A"},{"$error":"#N/A"},{"$error":"#N/A"},{"$error":"#N/A"},{"$error":"#N/A"},{"$error":"#N/A"},{"$error":"#N/A"},{"$error":"#N/A"},{"$error":"#N/A"},{"$error":"#N/A"},{"$error":"#N/A"},{"$error":"#N/A"},{"$error":"#N/A"},{"$error":"#N/A"},{"$error":"#N/A"},{"$error":"#N/A"},{"$error":"#N/A"},{"$error":"#N/A"},{"$error":"#N/A"},2.12,2.1,2.08,2.06,2.0499999999999998,2.0299999999999998,2.0099999999999998,2,1.98,1.97,1.95,1.94,1.92,1.91,1.89,1.88,1.86,1.85,1.84,1.82,1.81,1.8,1.79,1.77,1.76,1.75,1.74,1.73,1.72,1.71,1.69,1.68,1.67,1.66,1.65,1.64,1.63,1.62,1.61,1.6,1.59,1.59,1.58,1.57,1.56,1.55,1.54,1.53,1.53,1.52,1.51,{"$error":"#N/A"},{"$error":"#N/A"},{"$error":"#N/A"},{"$error":"#N/A"},{"$error":"#N/A"},{"$error":"#N/A"},{"$error":"#N/A"},{"$error":"#N/A"},{"$error":"#N/A"},{"$error":"#N/A"}]
["R134a",71,191,{"$error":"#N/A"},{"$error":"#N/A"},{"$error":"#N/A"},{"$error":"#N/A"},{"$error":"#N/A"},{"$error":"#N/A"},{"$error":"#N/A"},{"$error":"#N/A"},{"$error":"#N/A"},{"$error":"#N/A"},{"$error":"#N/A"},{"$error":"#N/A"},{"$error":"#N/A"},{"$error":"#N/A"},{"$error":"#N/A"},{"$error":"#N/A"},{"$error":"#N/A"},{"$error":"#N/A"},{"$error":"#N/A"},{"$error":"#N/A"},{"$error":"#N/A"},{"$error":"#N/A"},{"$error":"#N/A"},{"$error":"#N/A"},{"$error":"#N/A"},{"$error":"#N/A"},{"$error":"#N/A"},{"$error":"#N/A"},{"$error":"#N/A"},{"$error":"#N/A"},{"$error":"#N/A"},{"$error":"#N/A"},{"$error":"#N/A"},{"$error":"#N/A"},{"$error":"#N/A"},{"$error":"#N/A"},{"$error":"#N/A"},{"$error":"#N/A"},{"$error":"#N/A"},{"$error":"#N/A"},{"$error":"#N/A"},{"$error":"#N/A"},{"$error":"#N/A"},{"$error":"#N/A"},{"$error":"#N/A"},{"$error":"#N/A"},{"$error":"#N/A"},{"$error":"#N/A"},{"$error":"#N/A"},{"$error":"#N/A"},{"$error":"#N/A"},{"$error":"#N/A"},{"$error":"#N/A"},{"$error":"#N/A"},{"$error":"#N/A"},{"$error":"#N/A"},{"$error":"#N/A"},{"$error":"#N/A"},{"$error":"#N/A"},{"$error":"#N/A"},{"$error":"#N/A"},{"$error":"#N/A"},{"$error":"#N/A"},{"$error":"#N/A"},{"$error":"#N/A"},{"$error":"#N/A"},{"$error":"#N/A"},{"$error":"#N/A"},{"$error":"#N/A"},{"$error":"#N/A"},2.17,2.16,2.14,2.12,2.1,2.08,2.0699999999999998,2.0499999999999998,2.0299999999999998,2.02,2,1.98,1.97,1.95,1.94,1.92,1.91,1.9,1.88,1.87,1.86,1.84,1.83,1.82,1.8,1.79,1.78,1.77,1.76,1.74,1.73,1.72,1.71,1.7,1.69,1.68,1.67,1.66,1.65,1.64,1.63,1.62,1.61,1.6,1.59,1.58,1.57,1.56,1.56,1.55,1.54,{"$error":"#N/A"},{"$error":"#N/A"},{"$error":"#N/A"},{"$error":"#N/A"},{"$error":"#N/A"},{"$error":"#N/A"},{"$error":"#N/A"},{"$error":"#N/A"},{"$error":"#N/A"},{"$error":"#N/A"}]
["R134a",72,192,{"$error":"#N/A"},{"$error":"#N/A"},{"$error":"#N/A"},{"$error":"#N/A"},{"$error":"#N/A"},{"$error":"#N/A"},{"$error":"#N/A"},{"$error":"#N/A"},{"$error":"#N/A"},{"$error":"#N/A"},{"$error":"#N/A"},{"$error":"#N/A"},{"$error":"#N/A"},{"$error":"#N/A"},{"$error":"#N/A"},{"$error":"#N/A"},{"$error":"#N/A"},{"$error":"#N/A"},{"$error":"#N/A"},{"$error":"#N/A"},{"$error":"#N/A"},{"$error":"#N/A"},{"$error":"#N/A"},{"$error":"#N/A"},{"$error":"#N/A"},{"$error":"#N/A"},{"$error":"#N/A"},{"$error":"#N/A"},{"$error":"#N/A"},{"$error":"#N/A"},{"$error":"#N/A"},{"$error":"#N/A"},{"$error":"#N/A"},{"$error":"#N/A"},{"$error":"#N/A"},{"$error":"#N/A"},{"$error":"#N/A"},{"$error":"#N/A"},{"$error":"#N/A"},{"$error":"#N/A"},{"$error":"#N/A"},{"$error":"#N/A"},{"$error":"#N/A"},{"$error":"#N/A"},{"$error":"#N/A"},{"$error":"#N/A"},{"$error":"#N/A"},{"$error":"#N/A"},{"$error":"#N/A"},{"$error":"#N/A"},{"$error":"#N/A"},{"$error":"#N/A"},{"$error":"#N/A"},{"$error":"#N/A"},{"$error":"#N/A"},{"$error":"#N/A"},{"$error":"#N/A"},{"$error":"#N/A"},{"$error":"#N/A"},{"$error":"#N/A"},{"$error":"#N/A"},{"$error":"#N/A"},{"$error":"#N/A"},{"$error":"#N/A"},{"$error":"#N/A"},{"$error":"#N/A"},{"$error":"#N/A"},{"$error":"#N/A"},{"$error":"#N/A"},{"$error":"#N/A"},2.2400000000000002,2.2200000000000002,2.2000000000000002,2.1800000000000002,2.16,2.14,2.12,2.1,2.09,2.0699999999999998,2.0499999999999998,2.04,2.02,2,1.99,1.97,1.96,1.94,1.93,1.91,1.9,1.89,1.87,1.86,1.85,1.83,1.82,1.81,1.8,1.78,1.77,1.76,1.75,1.74,1.73,1.72,1.7,1.69,1.68,1.67,1.66,1.65,1.64,1.63,1.63,1.62,1.61,1.6,1.59,1.58,1.57,{"$error":"#N/A"},{"$error":"#N/A"},{"$error":"#N/A"},{"$error":"#N/A"},{"$error":"#N/A"},{"$error":"#N/A"},{"$error":"#N/A"},{"$error":"#N/A"},{"$error":"#N/A"},{"$error":"#N/A"}]
["R134a",73,193,{"$error":"#N/A"},{"$error":"#N/A"},{"$error":"#N/A"},{"$error":"#N/A"},{"$error":"#N/A"},{"$error":"#N/A"},{"$error":"#N/A"},{"$error":"#N/A"},{"$error":"#N/A"},{"$error":"#N/A"},{"$error":"#N/A"},{"$error":"#N/A"},{"$error":"#N/A"},{"$error":"#N/A"},{"$error":"#N/A"},{"$error":"#N/A"},{"$error":"#N/A"},{"$error":"#N/A"},{"$error":"#N/A"},{"$error":"#N/A"},{"$error":"#N/A"},{"$error":"#N/A"},{"$error":"#N/A"},{"$error":"#N/A"},{"$error":"#N/A"},{"$error":"#N/A"},{"$error":"#N/A"},{"$error":"#N/A"},{"$error":"#N/A"},{"$error":"#N/A"},{"$error":"#N/A"},{"$error":"#N/A"},{"$error":"#N/A"},{"$error":"#N/A"},{"$error":"#N/A"},{"$error":"#N/A"},{"$error":"#N/A"},{"$error":"#N/A"},{"$error":"#N/A"},{"$error":"#N/A"},{"$error":"#N/A"},{"$error":"#N/A"},{"$error":"#N/A"},{"$error":"#N/A"},{"$error":"#N/A"},{"$error":"#N/A"},{"$error":"#N/A"},{"$error":"#N/A"},{"$error":"#N/A"},{"$error":"#N/A"},{"$error":"#N/A"},{"$error":"#N/A"},{"$error":"#N/A"},{"$error":"#N/A"},{"$error":"#N/A"},{"$error":"#N/A"},{"$error":"#N/A"},{"$error":"#N/A"},{"$error":"#N/A"},{"$error":"#N/A"},{"$error":"#N/A"},{"$error":"#N/A"},{"$error":"#N/A"},{"$error":"#N/A"},{"$error":"#N/A"},{"$error":"#N/A"},{"$error":"#N/A"},{"$error":"#N/A"},{"$error":"#N/A"},{"$error":"#N/A"},2.2999999999999998,2.2799999999999998,2.2599999999999998,2.2400000000000002,2.2200000000000002,2.2000000000000002,2.1800000000000002,2.16,2.14,2.13,2.11,2.09,2.0699999999999998,2.06,2.04,2.02,2.0099999999999998,1.99,1.98,1.96,1.95,1.93,1.92,1.91,1.89,1.88,1.86,1.85,1.84,1.83,1.81,1.8,1.79,1.78,1.77,1.76,1.74,1.73,1.72,1.71,1.7,1.69,1.68,1.67,1.66,1.65,1.64,1.63,1.62,1.61,1.61,{"$error":"#N/A"},{"$error":"#N/A"},{"$error":"#N/A"},{"$error":"#N/A"},{"$error":"#N/A"},{"$error":"#N/A"},{"$error":"#N/A"},{"$error":"#N/A"},{"$error":"#N/A"},{"$error":"#N/A"}]
["R134a",74,194,{"$error":"#N/A"},{"$error":"#N/A"},{"$error":"#N/A"},{"$error":"#N/A"},{"$error":"#N/A"},{"$error":"#N/A"},{"$error":"#N/A"},{"$error":"#N/A"},{"$error":"#N/A"},{"$error":"#N/A"},{"$error":"#N/A"},{"$error":"#N/A"},{"$error":"#N/A"},{"$error":"#N/A"},{"$error":"#N/A"},{"$error":"#N/A"},{"$error":"#N/A"},{"$error":"#N/A"},{"$error":"#N/A"},{"$error":"#N/A"},{"$error":"#N/A"},{"$error":"#N/A"},{"$error":"#N/A"},{"$error":"#N/A"},{"$error":"#N/A"},{"$error":"#N/A"},{"$error":"#N/A"},{"$error":"#N/A"},{"$error":"#N/A"},{"$error":"#N/A"},{"$error":"#N/A"},{"$error":"#N/A"},{"$error":"#N/A"},{"$error":"#N/A"},{"$error":"#N/A"},{"$error":"#N/A"},{"$error":"#N/A"},{"$error":"#N/A"},{"$error":"#N/A"},{"$error":"#N/A"},{"$error":"#N/A"},{"$error":"#N/A"},{"$error":"#N/A"},{"$error":"#N/A"},{"$error":"#N/A"},{"$error":"#N/A"},{"$error":"#N/A"},{"$error":"#N/A"},{"$error":"#N/A"},{"$error":"#N/A"},{"$error":"#N/A"},{"$error":"#N/A"},{"$error":"#N/A"},{"$error":"#N/A"},{"$error":"#N/A"},{"$error":"#N/A"},{"$error":"#N/A"},{"$error":"#N/A"},{"$error":"#N/A"},{"$error":"#N/A"},{"$error":"#N/A"},{"$error":"#N/A"},{"$error":"#N/A"},{"$error":"#N/A"},{"$error":"#N/A"},{"$error":"#N/A"},{"$error":"#N/A"},{"$error":"#N/A"},{"$error":"#N/A"},{"$error":"#N/A"},2.37,2.35,2.33,2.2999999999999998,2.2799999999999998,2.2599999999999998,2.2400000000000002,2.2200000000000002,2.2000000000000002,2.19,2.17,2.15,2.13,2.11,2.1,2.08,2.06,2.0499999999999998,2.0299999999999998,2.0099999999999998,2,1.98,1.97,1.95,1.94,1.93,1.91,1.9,1.88,1.87,1.86,1.85,1.83,1.82,1.81,1.8,1.78,1.77,1.76,1.75,1.74,1.73,1.72,1.71,1.7,1.69,1.68,1.67,1.66,1.65,1.64,{"$error":"#N/A"},{"$error":"#N/A"},{"$error":"#N/A"},{"$error":"#N/A"},{"$error":"#N/A"},{"$error":"#N/A"},{"$error":"#N/A"},{"$error":"#N/A"},{"$error":"#N/A"},{"$error":"#N/A"}]
["R134a",75,195,{"$error":"#N/A"},{"$error":"#N/A"},{"$error":"#N/A"},{"$error":"#N/A"},{"$error":"#N/A"},{"$error":"#N/A"},{"$error":"#N/A"},{"$error":"#N/A"},{"$error":"#N/A"},{"$error":"#N/A"},{"$error":"#N/A"},{"$error":"#N/A"},{"$error":"#N/A"},{"$error":"#N/A"},{"$error":"#N/A"},{"$error":"#N/A"},{"$error":"#N/A"},{"$error":"#N/A"},{"$error":"#N/A"},{"$error":"#N/A"},{"$error":"#N/A"},{"$error":"#N/A"},{"$error":"#N/A"},{"$error":"#N/A"},{"$error":"#N/A"},{"$error":"#N/A"},{"$error":"#N/A"},{"$error":"#N/A"},{"$error":"#N/A"},{"$error":"#N/A"},{"$error":"#N/A"},{"$error":"#N/A"},{"$error":"#N/A"},{"$error":"#N/A"},{"$error":"#N/A"},{"$error":"#N/A"},{"$error":"#N/A"},{"$error":"#N/A"},{"$error":"#N/A"},{"$error":"#N/A"},{"$error":"#N/A"},{"$error":"#N/A"},{"$error":"#N/A"},{"$error":"#N/A"},{"$error":"#N/A"},{"$error":"#N/A"},{"$error":"#N/A"},{"$error":"#N/A"},{"$error":"#N/A"},{"$error":"#N/A"},{"$error":"#N/A"},{"$error":"#N/A"},{"$error":"#N/A"},{"$error":"#N/A"},{"$error":"#N/A"},{"$error":"#N/A"},{"$error":"#N/A"},{"$error":"#N/A"},{"$error":"#N/A"},{"$error":"#N/A"},{"$error":"#N/A"},{"$error":"#N/A"},{"$error":"#N/A"},{"$error":"#N/A"},{"$error":"#N/A"},{"$error":"#N/A"},{"$error":"#N/A"},{"$error":"#N/A"},{"$error":"#N/A"},{"$error":"#N/A"},2.44,2.42,2.4,2.37,2.35,2.33,2.31,2.29,2.27,2.25,2.23,2.21,2.19,2.17,2.15,2.14,2.12,2.1,2.08,2.0699999999999998,2.0499999999999998,2.04,2.02,2.0099999999999998,1.99,1.98,1.96,1.95,1.93,1.92,1.9,1.89,1.88,1.87,1.85,1.84,1.83,1.82,1.8,1.79,1.78,1.77,1.76,1.75,1.74,1.73,1.72,1.71,1.7,1.69,1.68,{"$error":"#N/A"},{"$error":"#N/A"},{"$error":"#N/A"},{"$error":"#N/A"},{"$error":"#N/A"},{"$error":"#N/A"},{"$error":"#N/A"},{"$error":"#N/A"},{"$error":"#N/A"},{"$error":"#N/A"}]
["R134a",76,196,{"$error":"#N/A"},{"$error":"#N/A"},{"$error":"#N/A"},{"$error":"#N/A"},{"$error":"#N/A"},{"$error":"#N/A"},{"$error":"#N/A"},{"$error":"#N/A"},{"$error":"#N/A"},{"$error":"#N/A"},{"$error":"#N/A"},{"$error":"#N/A"},{"$error":"#N/A"},{"$error":"#N/A"},{"$error":"#N/A"},{"$error":"#N/A"},{"$error":"#N/A"},{"$error":"#N/A"},{"$error":"#N/A"},{"$error":"#N/A"},{"$error":"#N/A"},{"$error":"#N/A"},{"$error":"#N/A"},{"$error":"#N/A"},{"$error":"#N/A"},{"$error":"#N/A"},{"$error":"#N/A"},{"$error":"#N/A"},{"$error":"#N/A"},{"$error":"#N/A"},{"$error":"#N/A"},{"$error":"#N/A"},{"$error":"#N/A"},{"$error":"#N/A"},{"$error":"#N/A"},{"$error":"#N/A"},{"$error":"#N/A"},{"$error":"#N/A"},{"$error":"#N/A"},{"$error":"#N/A"},{"$error":"#N/A"},{"$error":"#N/A"},{"$error":"#N/A"},{"$error":"#N/A"},{"$error":"#N/A"},{"$error":"#N/A"},{"$error":"#N/A"},{"$error":"#N/A"},{"$error":"#N/A"},{"$error":"#N/A"},{"$error":"#N/A"},{"$error":"#N/A"},{"$error":"#N/A"},{"$error":"#N/A"},{"$error":"#N/A"},{"$error":"#N/A"},{"$error":"#N/A"},{"$error":"#N/A"},{"$error":"#N/A"},{"$error":"#N/A"},{"$error":"#N/A"},{"$error":"#N/A"},{"$error":"#N/A"},{"$error":"#N/A"},{"$error":"#N/A"},{"$error":"#N/A"},{"$error":"#N/A"},{"$error":"#N/A"},{"$error":"#N/A"},{"$error":"#N/A"},2.52,2.5,2.4700000000000002,2.4500000000000002,2.4300000000000002,2.4,2.38,2.36,2.34,2.3199999999999998,2.2999999999999998,2.2799999999999998,2.2599999999999998,2.2400000000000002,2.2200000000000002,2.2000000000000002,2.1800000000000002,2.16,2.14,2.13,2.11,2.09,2.08,2.06,2.04,2.0299999999999998,2.0099999999999998,2,1.98,1.97,1.95,1.94,1.93,1.91,1.9,1.89,1.87,1.86,1.85,1.84,1.82,1.81,1.8,1.79,1.78,1.77,1.76,1.75,1.74,1.73,1.72,{"$error":"#N/A"},{"$error":"#N/A"},{"$error":"#N/A"},{"$error":"#N/A"},{"$error":"#N/A"},{"$error":"#N/A"},{"$error":"#N/A"},{"$error":"#N/A"},{"$error":"#N/A"},{"$error":"#N/A"}]
["R134a",77,197,{"$error":"#N/A"},{"$error":"#N/A"},{"$error":"#N/A"},{"$error":"#N/A"},{"$error":"#N/A"},{"$error":"#N/A"},{"$error":"#N/A"},{"$error":"#N/A"},{"$error":"#N/A"},{"$error":"#N/A"},{"$error":"#N/A"},{"$error":"#N/A"},{"$error":"#N/A"},{"$error":"#N/A"},{"$error":"#N/A"},{"$error":"#N/A"},{"$error":"#N/A"},{"$error":"#N/A"},{"$error":"#N/A"},{"$error":"#N/A"},{"$error":"#N/A"},{"$error":"#N/A"},{"$error":"#N/A"},{"$error":"#N/A"},{"$error":"#N/A"},{"$error":"#N/A"},{"$error":"#N/A"},{"$error":"#N/A"},{"$error":"#N/A"},{"$error":"#N/A"},{"$error":"#N/A"},{"$error":"#N/A"},{"$error":"#N/A"},{"$error":"#N/A"},{"$error":"#N/A"},{"$error":"#N/A"},{"$error":"#N/A"},{"$error":"#N/A"},{"$error":"#N/A"},{"$error":"#N/A"},{"$error":"#N/A"},{"$error":"#N/A"},{"$error":"#N/A"},{"$error":"#N/A"},{"$error":"#N/A"},{"$error":"#N/A"},{"$error":"#N/A"},{"$error":"#N/A"},{"$error":"#N/A"},{"$error":"#N/A"},{"$error":"#N/A"},{"$error":"#N/A"},{"$error":"#N/A"},{"$error":"#N/A"},{"$error":"#N/A"},{"$error":"#N/A"},{"$error":"#N/A"},{"$error":"#N/A"},{"$error":"#N/A"},{"$error":"#N/A"},{"$error":"#N/A"},{"$error":"#N/A"},{"$error":"#N/A"},{"$error":"#N/A"},{"$error":"#N/A"},{"$error":"#N/A"},{"$error":"#N/A"},{"$error":"#N/A"},{"$error":"#N/A"},{"$error":"#N/A"},2.61,2.58,2.56,2.5299999999999998,2.5099999999999998,2.48,2.46,2.4300000000000002,2.41,2.39,2.37,2.34,2.3199999999999998,2.2999999999999998,2.2799999999999998,2.2599999999999998,2.2400000000000002,2.2200000000000002,2.21,2.19,2.17,2.15,2.13,2.12,2.1,2.08,2.0699999999999998,2.0499999999999998,2.04,2.02,2.0099999999999998,1.99,1.98,1.96,1.95,1.94,1.92,1.91,1.9,1.88,1.87,1.86,1.85,1.83,1.82,1.81,1.8,1.79,1.78,1.77,1.76,{"$error":"#N/A"},{"$error":"#N/A"},{"$error":"#N/A"},{"$error":"#N/A"},{"$error":"#N/A"},{"$error":"#N/A"},{"$error":"#N/A"},{"$error":"#N/A"},{"$error":"#N/A"},{"$error":"#N/A"}]
["R134a",78,198,{"$error":"#N/A"},{"$error":"#N/A"},{"$error":"#N/A"},{"$error":"#N/A"},{"$error":"#N/A"},{"$error":"#N/A"},{"$error":"#N/A"},{"$error":"#N/A"},{"$error":"#N/A"},{"$error":"#N/A"},{"$error":"#N/A"},{"$error":"#N/A"},{"$error":"#N/A"},{"$error":"#N/A"},{"$error":"#N/A"},{"$error":"#N/A"},{"$error":"#N/A"},{"$error":"#N/A"},{"$error":"#N/A"},{"$error":"#N/A"},{"$error":"#N/A"},{"$error":"#N/A"},{"$error":"#N/A"},{"$error":"#N/A"},{"$error":"#N/A"},{"$error":"#N/A"},{"$error":"#N/A"},{"$error":"#N/A"},{"$error":"#N/A"},{"$error":"#N/A"},{"$error":"#N/A"},{"$error":"#N/A"},{"$error":"#N/A"},{"$error":"#N/A"},{"$error":"#N/A"},{"$error":"#N/A"},{"$error":"#N/A"},{"$error":"#N/A"},{"$error":"#N/A"},{"$error":"#N/A"},{"$error":"#N/A"},{"$error":"#N/A"},{"$error":"#N/A"},{"$error":"#N/A"},{"$error":"#N/A"},{"$error":"#N/A"},{"$error":"#N/A"},{"$error":"#N/A"},{"$error":"#N/A"},{"$error":"#N/A"},{"$error":"#N/A"},{"$error":"#N/A"},{"$error":"#N/A"},{"$error":"#N/A"},{"$error":"#N/A"},{"$error":"#N/A"},{"$error":"#N/A"},{"$error":"#N/A"},{"$error":"#N/A"},{"$error":"#N/A"},{"$error":"#N/A"},{"$error":"#N/A"},{"$error":"#N/A"},{"$error":"#N/A"},{"$error":"#N/A"},{"$error":"#N/A"},{"$error":"#N/A"},{"$error":"#N/A"},{"$error":"#N/A"},{"$error":"#N/A"},2.7,2.67,2.64,2.62,2.59,2.56,2.54,2.5099999999999998,2.4900000000000002,2.4700000000000002,2.44,2.42,2.4,2.38,2.35,2.33,2.31,2.29,2.27,2.25,2.23,2.2200000000000002,2.2000000000000002,2.1800000000000002,2.16,2.14,2.13,2.11,2.09,2.08,2.06,2.0499999999999998,2.0299999999999998,2.02,2,1.99,1.97,1.96,1.95,1.93,1.92,1.91,1.89,1.88,1.87,1.86,1.85,1.83,1.82,1.81,1.8,{"$error":"#N/A"},{"$error":"#N/A"},{"$error":"#N/A"},{"$error":"#N/A"},{"$error":"#N/A"},{"$error":"#N/A"},{"$error":"#N/A"},{"$error":"#N/A"},{"$error":"#N/A"},{"$error":"#N/A"}]
["R134a",79,199,{"$error":"#N/A"},{"$error":"#N/A"},{"$error":"#N/A"},{"$error":"#N/A"},{"$error":"#N/A"},{"$error":"#N/A"},{"$error":"#N/A"},{"$error":"#N/A"},{"$error":"#N/A"},{"$error":"#N/A"},{"$error":"#N/A"},{"$error":"#N/A"},{"$error":"#N/A"},{"$error":"#N/A"},{"$error":"#N/A"},{"$error":"#N/A"},{"$error":"#N/A"},{"$error":"#N/A"},{"$error":"#N/A"},{"$error":"#N/A"},{"$error":"#N/A"},{"$error":"#N/A"},{"$error":"#N/A"},{"$error":"#N/A"},{"$error":"#N/A"},{"$error":"#N/A"},{"$error":"#N/A"},{"$error":"#N/A"},{"$error":"#N/A"},{"$error":"#N/A"},{"$error":"#N/A"},{"$error":"#N/A"},{"$error":"#N/A"},{"$error":"#N/A"},{"$error":"#N/A"},{"$error":"#N/A"},{"$error":"#N/A"},{"$error":"#N/A"},{"$error":"#N/A"},{"$error":"#N/A"},{"$error":"#N/A"},{"$error":"#N/A"},{"$error":"#N/A"},{"$error":"#N/A"},{"$error":"#N/A"},{"$error":"#N/A"},{"$error":"#N/A"},{"$error":"#N/A"},{"$error":"#N/A"},{"$error":"#N/A"},{"$error":"#N/A"},{"$error":"#N/A"},{"$error":"#N/A"},{"$error":"#N/A"},{"$error":"#N/A"},{"$error":"#N/A"},{"$error":"#N/A"},{"$error":"#N/A"},{"$error":"#N/A"},{"$error":"#N/A"},{"$error":"#N/A"},{"$error":"#N/A"},{"$error":"#N/A"},{"$error":"#N/A"},{"$error":"#N/A"},{"$error":"#N/A"},{"$error":"#N/A"},{"$error":"#N/A"},{"$error":"#N/A"},{"$error":"#N/A"},2.8,2.77,2.74,2.71,2.68,2.65,2.63,2.6,2.57,2.5499999999999998,2.52,2.5,2.48,2.4500000000000002,2.4300000000000002,2.41,2.39,2.36,2.34,2.3199999999999998,2.2999999999999998,2.2799999999999998,2.2599999999999998,2.2400000000000002,2.23,2.21,2.19,2.17,2.16,2.14,2.12,2.11,2.09,2.0699999999999998,2.06,2.04,2.0299999999999998,2.0099999999999998,2,1.99,1.97,1.96,1.94,1.93,1.92,1.91,1.89,1.88,1.87,1.86,1.85,{"$error":"#N/A"},{"$error":"#N/A"},{"$error":"#N/A"},{"$error":"#N/A"},{"$error":"#N/A"},{"$error":"#N/A"},{"$error":"#N/A"},{"$error":"#N/A"},{"$error":"#N/A"},{"$error":"#N/A"}]
["R134a",80,200,{"$error":"#N/A"},{"$error":"#N/A"},{"$error":"#N/A"},{"$error":"#N/A"},{"$error":"#N/A"},{"$error":"#N/A"},{"$error":"#N/A"},{"$error":"#N/A"},{"$error":"#N/A"},{"$error":"#N/A"},{"$error":"#N/A"},{"$error":"#N/A"},{"$error":"#N/A"},{"$error":"#N/A"},{"$error":"#N/A"},{"$error":"#N/A"},{"$error":"#N/A"},{"$error":"#N/A"},{"$error":"#N/A"},{"$error":"#N/A"},{"$error":"#N/A"},{"$error":"#N/A"},{"$error":"#N/A"},{"$error":"#N/A"},{"$error":"#N/A"},{"$error":"#N/A"},{"$error":"#N/A"},{"$error":"#N/A"},{"$error":"#N/A"},{"$error":"#N/A"},{"$error":"#N/A"},{"$error":"#N/A"},{"$error":"#N/A"},{"$error":"#N/A"},{"$error":"#N/A"},{"$error":"#N/A"},{"$error":"#N/A"},{"$error":"#N/A"},{"$error":"#N/A"},{"$error":"#N/A"},{"$error":"#N/A"},{"$error":"#N/A"},{"$error":"#N/A"},{"$error":"#N/A"},{"$error":"#N/A"},{"$error":"#N/A"},{"$error":"#N/A"},{"$error":"#N/A"},{"$error":"#N/A"},{"$error":"#N/A"},{"$error":"#N/A"},{"$error":"#N/A"},{"$error":"#N/A"},{"$error":"#N/A"},{"$error":"#N/A"},{"$error":"#N/A"},{"$error":"#N/A"},{"$error":"#N/A"},{"$error":"#N/A"},{"$error":"#N/A"},{"$error":"#N/A"},{"$error":"#N/A"},{"$error":"#N/A"},{"$error":"#N/A"},{"$error":"#N/A"},{"$error":"#N/A"},{"$error":"#N/A"},{"$error":"#N/A"},{"$error":"#N/A"},{"$error":"#N/A"},2.91,2.87,2.84,2.81,2.78,2.75,2.72,2.69,2.67,2.64,2.61,2.59,2.56,2.54,2.5099999999999998,2.4900000000000002,2.4700000000000002,2.44,2.42,2.4,2.38,2.36,2.34,2.3199999999999998,2.2999999999999998,2.2799999999999998,2.2599999999999998,2.2400000000000002,2.2200000000000002,2.2000000000000002,2.19,2.17,2.15,2.13,2.12,2.1,2.09,2.0699999999999998,2.06,2.04,2.0299999999999998,2.0099999999999998,2,1.99,1.97,1.96,1.95,1.93,1.92,1.91,1.9,{"$error":"#N/A"},{"$error":"#N/A"},{"$error":"#N/A"},{"$error":"#N/A"},{"$error":"#N/A"},{"$error":"#N/A"},{"$error":"#N/A"},{"$error":"#N/A"},{"$error":"#N/A"},{"$error":"#N/A"}]
["R22",-50,210,{"$error":"#N/A"},{"$error":"#N/A"},{"$error":"#N/A"},{"$error":"#N/A"},{"$error":"#N/A"},{"$error":"#N/A"},{"$error":"#N/A"},{"$error":"#N/A"},{"$error":"#N/A"},{"$error":"#N/A"},{"$error":"#N/A"},{"$error":"#N/A"},{"$error":"#N/A"},{"$error":"#N/A"},{"$error":"#N/A"},{"$error":"#N/A"},{"$error":"#N/A"},{"$error":"#N/A"},{"$error":"#N/A"},{"$error":"#N/A"},{"$error":"#N/A"},{"$error":"#N/A"},{"$error":"#N/A"},{"$error":"#N/A"},{"$error":"#N/A"},{"$error":"#N/A"},{"$error":"#N/A"},{"$error":"#N/A"},{"$error":"#N/A"},{"$error":"#N/A"},0.62,0.62,0.62,0.62,0.62,0.62,0.61,0.61,0.61,0.61,0.61,0.61,0.61,0.61,0.6,0.6,0.6,0.6,0.6,0.6,0.6,0.6,0.59,0.59,0.59,0.59,0.59,0.59,0.59,0.59,0.59,0.57999999999999996,0.57999999999999996,0.57999999999999996,0.57999999999999996,0.57999999999999996,0.57999999999999996,0.57999999999999996,0.57999999999999996,0.57999999999999996,0.56999999999999995,0.56999999999999995,0.56999999999999995,0.56999999999999995,0.56999999999999995,0.56999999999999995,0.56999999999999995,0.56999999999999995,0.56999999999999995,0.56999999999999995,0.56000000000000005,0.56000000000000005,0.56000000000000005,0.56000000000000005,0.56000000000000005,0.56000000000000005,0.56000000000000005,0.56000000000000005,0.56000000000000005,0.56000000000000005,0.56000000000000005,0.55000000000000004,0.55000000000000004,0.55000000000000004,0.55000000000000004,0.55000000000000004,0.55000000000000004,0.55000000000000004,0.55000000000000004,0.55000000000000004,0.55000000000000004,0.55000000000000004,0.55000000000000004,0.54,0.54,0.54,0.54,0.54,0.54,0.54,0.54,0.54,0.54,0.54,0.54,0.54,0.54,0.54,0.53,0.53,0.53,{"$error":"#N/A"},{"$error":"#N/A"},{"$error":"#N/A"},{"$error":"#N/A"},{"$error":"#N/A"},{"$error":"#N/A"},{"$error":"#N/A"},{"$error":"#N/A"},{"$error":"#N/A"},{"$error":"#N/A"}]
["R22",-49,211,{"$error":"#N/A"},{"$error":"#N/A"},{"$error":"#N/A"},{"$error":"#N/A"},{"$error":"#N/A"},{"$error":"#N/A"},{"$error":"#N/A"},{"$error":"#N/A"},{"$error":"#N/A"},{"$error":"#N/A"},{"$error":"#N/A"},{"$error":"#N/A"},{"$error":"#N/A"},{"$error":"#N/A"},{"$error":"#N/A"},{"$error":"#N/A"},{"$error":"#N/A"},{"$error":"#N/A"},{"$error":"#N/A"},{"$error":"#N/A"},{"$error":"#N/A"},{"$error":"#N/A"},{"$error":"#N/A"},{"$error":"#N/A"},{"$error":"#N/A"},{"$error":"#N/A"},{"$error":"#N/A"},{"$error":"#N/A"},{"$error":"#N/A"},{"$error":"#N/A"},0.63,0.62,0.62,0.62,0.62,0.62,0.62,0.62,0.61,0.61,0.61,0.61,0.61,0.61,0.61,0.61,0.6,0.6,0.6,0.6,0.6,0.6,0.6,0.6,0.6,0.59,0.59,0.59,0.59,0.59,0.59,0.59,0.59,0.57999999999999996,0.57999999999999996,0.57999999999999996,0.57999999999999996,0.57999999999999996,0.57999999999999996,0.57999999999999996,0.57999999999999996,0.57999999999999996,0.57999999999999996,0.56999999999999995,0.56999999999999995,0.56999999999999995,0.56999999999999995,0.56999999999999995,0.56999999999999995,0.56999999999999995,0.56999999999999995,0.56999999999999995,0.56999999999999995,0.56000000000000005,0.56000000000000005,0.56000000000000005,0.56000000000000005,0.56000000000000005,0.56000000000000005,0.56000000000000005,0.56000000000000005,0.56000000000000005,0.56000000000000005,0.56000000000000005,0.55000000000000004,0.55000000000000004,0.55000000000000004,0.55000000000000004,0.55000000000000004,0.55000000000000004,0.55000000000000004,0.55000000000000004,0.55000000000000004,0.55000000000000004,0.55000000000000004,0.55000000000000004,0.55000000000000004,0.54,0.54,0.54,0.54,0.54,0.54,0.54,0.54,0.54,0.54,0.54,0.54,0.54,0.54,{"$error":"#N/A"},{"$error":"#N/A"},{"$error":"#N/A"},{"$error":"#N/A"},{"$error":"#N/A"},{"$error":"#N/A"},{"$error":"#N/A"},{"$error":"#N/A"},{"$error":"#N/A"},{"$error":"#N/A"}]
["R22",-48,212,{"$error":"#N/A"},{"$error":"#N/A"},{"$error":"#N/A"},{"$error":"#N/A"},{"$error":"#N/A"},{"$error":"#N/A"},{"$error":"#N/A"},{"$error":"#N/A"},{"$error":"#N/A"},{"$error":"#N/A"},{"$error":"#N/A"},{"$error":"#N/A"},{"$error":"#N/A"},{"$error":"#N/A"},{"$error":"#N/A"},{"$error":"#N/A"},{"$error":"#N/A"},{"$error":"#N/A"},{"$error":"#N/A"},{"$error":"#N/A"},{"$error":"#N/A"},{"$error":"#N/A"},{"$error":"#N/A"},{"$error":"#N/A"},{"$error":"#N/A"},{"$error":"#N/A"},{"$error":"#N/A"},{"$error":"#N/A"},{"$error":"#N/A"},{"$error":"#N/A"},0.63,0.63,0.63,0.62,0.62,0.62,0.62,0.62,0.62,0.62,0.62,0.61,0.61,0.61,0.61,0.61,0.61,0.61,0.61,0.6,0.6,0.6,0.6,0.6,0.6,0.6,0.6,0.59,0.59,0.59,0.59,0.59,0.59,0.59,0.59,0.59,0.57999999999999996,0.57999999999999996,0.57999999999999996,0.57999999999999996,0.57999999999999996,0.57999999999999996,0.57999999999999996,0.57999999999999996,0.57999999999999996,0.57999999999999996,0.56999999999999995,0.56999999999999995,0.56999999999999995,0.56999999999999995,0.56999999999999995,0.56999999999999995,0.56999999999999995,0.56999999999999995,0.56999999999999995,0.56999999999999995,0.56000000000000005,0.56000000000000005,0.56000000000000005,0.56000000000000005,0.56000000000000005,0.56000000000000005,0.56000000000000005,0.56000000000000005,0.56000000000000005,0.56000000000000005,0.56000000000000005,0.56000000000000005,0.55000000000000004,0.55000000000000004,0.55000000000000004,0.55000000000000004,0.55000000000000004,0.55000000000000004,0.55000000000000004,0.55000000000000004,0.55000000000000004,0.55000000000000004,0.55000000000000004,0.55000000000000004,0.55000000000000004,0.54,0.54,0.54,0.54,0.54,0.54,0.54,0.54,0.54,0.54,{"$error":"#N/A"},{"$error":"#N/A"},{"$error":"#N/A"},{"$error":"#N/A"},{"$error":"#N/A"},{"$error":"#N/A"},{"$error":"#N/A"},{"$error":"#N/A"},{"$error":"#N/A"},{"$error":"#N/A"}]
["R22",-47,213,{"$error":"#N/A"},{"$error":"#N/A"},{"$error":"#N/A"},{"$error":"#N/A"},{"$error":"#N/A"},{"$error":"#N/A"},{"$error":"#N/A"},{"$error":"#N/A"},{"$error":"#N/A"},{"$error":"#N/A"},{"$error":"#N/A"},{"$error":"#N/A"},{"$error":"#N/A"},{"$error":"#N/A"},{"$error":"#N/A"},{"$error":"#N/A"},{"$error":"#N/A"},{"$error":"#N/A"},{"$error":"#N/A"},{"$error":"#N/A"},{"$error":"#N/A"},{"$error":"#N/A"},{"$error":"#N/A"},{"$error":"#N/A"},{"$error":"#N/A"},{"$error":"#N/A"},{"$error":"#N/A"},{"$error":"#N/A"},{"$error":"#N/A"},{"$error":"#N/A"},0.63,0.63,0.63,0.63,0.63,0.63,0.62,0.62,0.62,0.62,0.62,0.62,0.62,0.61,0.61,0.61,0.61,0.61,0.61,0.61,0.61,0.6,0.6,0.6,0.6,0.6,0.6,0.6,0.6,0.6,0.59,0.59,0.59,0.59,0.59,0.59,0.59,0.59,0.59,0.57999999999999996,0.57999999999999996,0.57999999999999996,0.57999999999999996,0.57999999999999996,0.57999999999999996,0.57999999999999996,0.57999999999999996,0.57999999999999996,0.57999999999999996,0.56999999999999995,0.56999999999999995,0.56999999999999995,0.56999999999999995,0.56999999999999995,0.56999999999999995,0.56999999999999995,0.56999999999999995,0.56999999999999995,0.56999999999999995,0.56000000000000005,0.56000000000000005,0.56000000000000005,0.56000000000000005,0.56000000000000005,0.56000000000000005,0.56000000000000005,0.56000000000000005,0.56000000000000005,0.56000000000000005,0.56000000000000005,0.56000000000000005,0.55000000000000004,0.55000000000000004,0.55000000000000004,0.55000000000000004,0.55000000000000004,0.55000000000000004,0.55000000000000004,0.55000000000000004,0.55000000000000004,0.55000000000000004,0.55000000000000004,0.55000000000000004,0.55000000000000004,0.55000000000000004,0.54,0.54,0.54,0.54,0.54,0.54,{"$error":"#N/A"},{"$error":"#N/A"},{"$error":"#N/A"},{"$error":"#N/A"},{"$error":"#N/A"},{"$error":"#N/A"},{"$error":"#N/A"},{"$error":"#N/A"},{"$error":"#N/A"},{"$error":"#N/A"}]
["R22",-46,214,{"$error":"#N/A"},{"$error":"#N/A"},{"$error":"#N/A"},{"$error":"#N/A"},{"$error":"#N/A"},{"$error":"#N/A"},{"$error":"#N/A"},{"$error":"#N/A"},{"$error":"#N/A"},{"$error":"#N/A"},{"$error":"#N/A"},{"$error":"#N/A"},{"$error":"#N/A"},{"$error":"#N/A"},{"$error":"#N/A"},{"$error":"#N/A"},{"$error":"#N/A"},{"$error":"#N/A"},{"$error":"#N/A"},{"$error":"#N/A"},{"$error":"#N/A"},{"$error":"#N/A"},{"$error":"#N/A"},{"$error":"#N/A"},{"$error":"#N/A"},{"$error":"#N/A"},{"$error":"#N/A"},{"$error":"#N/A"},{"$error":"#N/A"},{"$error":"#N/A"},0.64,0.63,0.63,0.63,0.63,0.63,0.63,0.63,0.62,0.62,0.62,0.62,0.62,0.62,0.62,0.62,0.61,0.61,0.61,0.61,0.61,0.61,0.61,0.61,0.6,0.6,0.6,0.6,0.6,0.6,0.6,0.6,0.6,0.59,0.59,0.59,0.59,0.59,0.59,0.59,0.59,0.59,0.57999999999999996,0.57999999999999996,0.57999999999999996,0.57999999999999996,0.57999999999999996,0.57999999999999996,0.57999999999999996,0.57999999999999996,0.57999999999999996,0.57999999999999996,0.56999999999999995,0.56999999999999995,0.56999999999999995,0.56999999999999995,0.56999999999999995,0.56999999999999995,0.56999999999999995,0.56999999999999995,0.56999999999999995,0.56999999999999995,0.56000000000000005,0.56000000000000005,0.56000000000000005,0.56000000000000005,0.56000000000000005,0.56000000000000005,0.56000000000000005,0.56000000000000005,0.56000000000000005,0.56000000000000005,0.56000000000000005,0.56000000000000005,0.56000000000000005,0.55000000000000004,0.55000000000000004,0.55000000000000004,0.55000000000000004,0.55000000000000004,0.55000000000000004,0.55000000000000004,0.55000000000000004,0.55000000000000004,0.55000000000000004,0.55000000000000004,0.55000000000000004,0.55000000000000004,0.55000000000000004,0.54,0.54,{"$error":"#N/A"},{"$error":"#N/A"},{"$error":"#N/A"},{"$error":"#N/A"},{"$error":"#N/A"},{"$error":"#N/A"},{"$error":"#N/A"},{"$error":"#N/A"},{"$error":"#N/A"},{"$error":"#N/A"}]
["R22",-45,215,{"$error":"#N/A"},{"$error":"#N/A"},{"$error":"#N/A"},{"$error":"#N/A"},{"$error":"#N/A"},{"$error":"#N/A"},{"$error":"#N/A"},{"$error":"#N/A"},{"$error":"#N/A"},{"$error":"#N/A"},{"$error":"#N/A"},{"$error":"#N/A"},{"$error":"#N/A"},{"$error":"#N/A"},{"$error":"#N/A"},{"$error":"#N/A"},{"$error":"#N/A"},{"$error":"#N/A"},{"$error":"#N/A"},{"$error":"#N/A"},{"$error":"#N/A"},{"$error":"#N/A"},{"$error":"#N/A"},{"$error":"#N/A"},{"$error":"#N/A"},{"$error":"#N/A"},{"$error":"#N/A"},{"$error":"#N/A"},{"$error":"#N/A"},{"$error":"#N/A"},0.64,0.64,0.64,0.64,0.63,0.63,0.63,0.63,0.63,0.63,0.63,0.62,0.62,0.62,0.62,0.62,0.62,0.62,0.62,0.61,0.61,0.61,0.61,0.61,0.61,0.61,0.61,0.6,0.6,0.6,0.6,0.6,0.6,0.6,0.6,0.59,0.59,0.59,0.59,0.59,0.59,0.59,0.59,0.59,0.59,0.57999999999999996,0.57999999999999996,0.57999999999999996,0.57999999999999996,0.57999999999999996,0.57999999999999996,0.57999999999999996,0.57999999999999996,0.57999999999999996,0.57999999999999996,0.56999999999999995,0.56999999999999995,0.56999999999999995,0.56999999999999995,0.56999999999999995,0.56999999999999995,0.56999999999999995,0.56999999999999995,0.56999999999999995,0.56999999999999995,0.56999999999999995,0.56000000000000005,0.56000000000000005,0.56000000000000005,0.56000000000000005,0.56000000000000005,0.56000000000000005,0.56000000000000005,0.56000000000000005,0.56000000000000005,0.56000000000000005,0.56000000000000005,0.56000000000000005,0.55000000000000004,0.55000000000000004,0.55000000000000004,0.55000000000000004,0.55000000000000004,0.55000000000000004,0.55000000000000004,0.55000000000000004,0.55000000000000004,0.55000000000000004,0.55000000000000004,0.55000000000000004,0.55000000000000004,{"$error":"#N/A"},{"$error":"#N/A"},{"$error":"#N/A"},{"$error":"#N/A"},{"$error":"#N/A"},{"$error":"#N/A"},{"$error":"#N/A"},{"$error":"#N/A"},{"$error":"#N/A"},{"$error":"#N/A"}]
["R22",-44,216,{"$error":"#N/A"},{"$error":"#N/A"},{"$error":"#N/A"},{"$error":"#N/A"},{"$error":"#N/A"},{"$error":"#N/A"},{"$error":"#N/A"},{"$error":"#N/A"},{"$error":"#N/A"},{"$error":"#N/A"},{"$error":"#N/A"},{"$error":"#N/A"},{"$error":"#N/A"},{"$error":"#N/A"},{"$error":"#N/A"},{"$error":"#N/A"},{"$error":"#N/A"},{"$error":"#N/A"},{"$error":"#N/A"},{"$error":"#N/A"},{"$error":"#N/A"},{"$error":"#N/A"},{"$error":"#N/A"},{"$error":"#N/A"},{"$error":"#N/A"},{"$error":"#N/A"},{"$error":"#N/A"},{"$error":"#N/A"},{"$error":"#N/A"},{"$error":"#N/A"},0.64,0.64,0.64,0.64,0.64,0.64,0.63,0.63,0.63,0.63,0.63,0.63,0.63,0.63,0.62,0.62,0.62,0.62,0.62,0.62,0.62,0.61,0.61,0.61,0.61,0.61,0.61,0.61,0.61,0.61,0.6,0.6,0.6,0.6,0.6,0.6,0.6,0.6,0.59,0.59,0.59,0.59,0.59,0.59,0.59,0.59,0.59,0.59,0.57999999999999996,0.57999999999999996,0.57999999999999996,0.57999999999999996,0.57999999999999996,0.57999999999999996,0.57999999999999996,0.57999999999999996,0.57999999999999996,0.57999999999999996,0.56999999999999995,0.56999999999999995,0.56999999999999995,0.56999999999999995,0.56999999999999995,0.56999999999999995,0.56999999999999995,0.56999999999999995,0.56999999999999995,0.56999999999999995,0.56999999999999995,0.56000000000000005,0.56000000000000005,0.56000000000000005,0.56000000000000005,0.56000000000000005,0.56000000000000005,0.56000000000000005,0.56000000000000005,0.56000000000000005,0.56000000000000005,0.56000000000000005,0.56000000000000005,0.56000000000000005,0.55000000000000004,0.55000000000000004,0.55000000000000004,0.55000000000000004,0.55000000000000004,0.55000000000000004,0.55000000000000004,0.55000000000000004,0.55000000000000004,{"$error":"#N/A"},{"$error":"#N/A"},{"$error":"#N/A"},{"$error":"#N/A"},{"$error":"#N/A"},{"$error":"#N/A"},{"$error":"#N/A"},{"$error":"#N/A"},{"$error":"#N/A"},{"$error":"#N/A"}]
["R22",-43,217,{"$error":"#N/A"},{"$error":"#N/A"},{"$error":"#N/A"},{"$error":"#N/A"},{"$error":"#N/A"},{"$error":"#N/A"},{"$error":"#N/A"},{"$error":"#N/A"},{"$error":"#N/A"},{"$error":"#N/A"},{"$error":"#N/A"},{"$error":"#N/A"},{"$error":"#N/A"},{"$error":"#N/A"},{"$error":"#N/A"},{"$error":"#N/A"},{"$error":"#N/A"},{"$error":"#N/A"},{"$error":"#N/A"},{"$error":"#N/A"},{"$error":"#N/A"},{"$error":"#N/A"},{"$error":"#N/A"},{"$error":"#N/A"},{"$error":"#N/A"},{"$error":"#N/A"},{"$error":"#N/A"},{"$error":"#N/A"},{"$error":"#N/A"},{"$error":"#N/A"},0.65,0.65,0.64,0.64,0.64,0.64,0.64,0.64,0.64,0.63,0.63,0.63,0.63,0.63,0.63,0.63,0.62,0.62,0.62,0.62,0.62,0.62,0.62,0.62,0.61,0.61,0.61,0.61,0.61,0.61,0.61,0.61,0.6,0.6,0.6,0.6,0.6,0.6,0.6,0.6,0.6,0.59,0.59,0.59,0.59,0.59,0.59,0.59,0.59,0.59,0.59,0.57999999999999996,0.57999999999999996,0.57999999999999996,0.57999999999999996,0.57999999999999996,0.57999999999999996,0.57999999999999996,0.57999999999999996,0.57999999999999996,0.57999999999999996,0.56999999999999995,0.56999999999999995,0.56999999999999995,0.56999999999999995,0.56999999999999995,0.56999999999999995,0.56999999999999995,0.56999999999999995,0.56999999999999995,0.56999999999999995,0.56999999999999995,0.56999999999999995,0.56000000000000005,0.56000000000000005,0.56000000000000005,0.56000000000000005,0.56000000000000005,0.56000000000000005,0.56000000000000005,0.56000000000000005,0.56000000000000005,0.56000000000000005,0.56000000000000005,0.56000000000000005,0.56000000000000005,0.55000000000000004,0.55000000000000004,0.55000000000000004,0.55000000000000004,0.55000000000000004,{"$error":"#N/A"},{"$error":"#N/A"},{"$error":"#N/A"},{"$error":"#N/A"},{"$error":"#N/A"},{"$error":"#N/A"},{"$error":"#N/A"},{"$error":"#N/A"},{"$error":"#N/A"},{"$error":"#N/A"}]
["R22",-42,218,{"$error":"#N/A"},{"$error":"#N/A"},{"$error":"#N/A"},{"$error":"#N/A"},{"$error":"#N/A"},{"$error":"#N/A"},{"$error":"#N/A"},{"$error":"#N/A"},{"$error":"#N/A"},{"$error":"#N/A"},{"$error":"#N/A"},{"$error":"#N/A"},{"$error":"#N/A"},{"$error":"#N/A"},{"$error":"#N/A"},{"$error":"#N/A"},{"$error":"#N/A"},{"$error":"#N/A"},{"$error":"#N/A"},{"$error":"#N/A"},{"$error":"#N/A"},{"$error":"#N/A"},{"$error":"#N/A"},{"$error":"#N/A"},{"$error":"#N/A"},{"$error":"#N/A"},{"$error":"#N/A"},{"$error":"#N/A"},{"$error":"#N/A"},{"$error":"#N/A"},0.65,0.65,0.65,0.65,0.64,0.64,0.64,0.64,0.64,0.64,0.64,0.63,0.63,0.63,0.63,0.63,0.63,0.63,0.63,0.62,0.62,0.62,0.62,0.62,0.62,0.62,0.62,0.61,0.61,0.61,0.61,0.61,0.61,0.61,0.61,0.6,0.6,0.6,0.6,0.6,0.6,0.6,0.6,0.6,0.59,0.59,0.59,0.59,0.59,0.59,0.59,0.59,0.59,0.59,0.57999999999999996,0.57999999999999996,0.57999999999999996,0.57999999999999996,0.57999999999999996,0.57999999999999996,0.57999999999999996,0.57999999999999996,0.57999999999999996,0.57999999999999996,0.56999999999999995,0.56999999999999995,0.56999999999999995,0.56999999999999995,0.56999999999999995,0.56999999999999995,0.56999999999999995,0.56999999999999995,0.56999999999999995,0.56999999999999995,0.56999999999999995,0.56999999999999995,0.56000000000000005,0.56000000000000005,0.56000000000000005,0.56000000000000005,0.56000000000000005,0.56000000000000005,0.56000000000000005,0.56000000000000005,0.56000000000000005,0.56000000000000005,0.56000000000000005,0.56000000000000005,0.56000000000000005,0.56000000000000005,0.56000000000000005,{"$error":"#N/A"},{"$error":"#N/A"},{"$error":"#N/A"},{"$error":"#N/A"},{"$error":"#N/A"},{"$error":"#N/A"},{"$error":"#N/A"},{"$error":"#N/A"},{"$error":"#N/A"},{"$error":"#N/A"}]
["R22",-41,219,{"$error":"#N/A"},{"$error":"#N/A"},{"$error":"#N/A"},{"$error":"#N/A"},{"$error":"#N/A"},{"$error":"#N/A"},{"$error":"#N/A"},{"$error":"#N/A"},{"$error":"#N/A"},{"$error":"#N/A"},{"$error":"#N/A"},{"$error":"#N/A"},{"$error":"#N/A"},{"$error":"#N/A"},{"$error":"#N/A"},{"$error":"#N/A"},{"$error":"#N/A"},{"$error":"#N/A"},{"$error":"#N/A"},{"$error":"#N/A"},{"$error":"#N/A"},{"$error":"#N/A"},{"$error":"#N/A"},{"$error":"#N/A"},{"$error":"#N/A"},{"$error":"#N/A"},{"$error":"#N/A"},{"$error":"#N/A"},{"$error":"#N/A"},{"$error":"#N/A"},0.65,0.65,0.65,0.65,0.65,0.65,0.65,0.64,0.64,0.64,0.64,0.64,0.64,0.64,0.63,0.63,0.63,0.63,0.63,0.63,0.63,0.63,0.62,0.62,0.62,0.62,0.62,0.62,0.62,0.62,0.61,0.61,0.61,0.61,0.61,0.61,0.61,0.61,0.6,0.6,0.6,0.6,0.6,0.6,0.6,0.6,0.6,0.59,0.59,0.59,0.59,0.59,0.59,0.59,0.59,0.59,0.59,0.57999999999999996,0.57999999999999996,0.57999999999999996,0.57999999999999996,0.57999999999999996,0.57999999999999996,0.57999999999999996,0.57999999999999996,0.57999999999999996,0.57999999999999996,0.57999999999999996,0.56999999999999995,0.56999999999999995,0.56999999999999995,0.56999999999999995,0.56999999999999995,0.56999999999999995,0.56999999999999995,0.56999999999999995,0.56999999999999995,0.56999999999999995,0.56999999999999995,0.56999999999999995,0.56000000000000005,0.56000000000000005,0.56000000000000005,0.56000000000000005,0.56000000000000005,0.56000000000000005,0.56000000000000005,0.56000000000000005,0.56000000000000005,0.56000000000000005,0.56000000000000005,{"$error":"#N/A"},{"$error":"#N/A"},{"$error":"#N/A"},{"$error":"#N/A"},{"$error":"#N/A"},{"$error":"#N/A"},{"$error":"#N/A"},{"$error":"#N/A"},{"$error":"#N/A"},{"$error":"#N/A"}]
["R22",-40,220,{"$error":"#N/A"},{"$error":"#N/A"},{"$error":"#N/A"},{"$error":"#N/A"},{"$error":"#N/A"},{"$error":"#N/A"},{"$error":"#N/A"},{"$error":"#N/A"},{"$error":"#N/A"},{"$error":"#N/A"},{"$error":"#N/A"},{"$error":"#N/A"},{"$error":"#N/A"},{"$error":"#N/A"},{"$error":"#N/A"},{"$error":"#N/A"},{"$error":"#N/A"},{"$error":"#N/A"},{"$error":"#N/A"},{"$error":"#N/A"},{"$error":"#N/A"},{"$error":"#N/A"},{"$error":"#N/A"},{"$error":"#N/A"},{"$error":"#N/A"},{"$error":"#N/A"},{"$error":"#N/A"},{"$error":"#N/A"},{"$error":"#N/A"},{"$error":"#N/A"},0.66,0.66,0.66,0.65,0.65,0.65,0.65,0.65,0.65,0.65,0.64,0.64,0.64,0.64,0.64,0.64,0.64,0.63,0.63,0.63,0.63,0.63,0.63,0.63,0.62,0.62,0.62,0.62,0.62,0.62,0.62,0.62,0.61,0.61,0.61,0.61,0.61,0.61,0.61,0.61,0.61,0.6,0.6,0.6,0.6,0.6,0.6,0.6,0.6,0.6,0.59,0.59,0.59,0.59,0.59,0.59,0.59,0.59,0.59,0.59,0.57999999999999996,0.57999999999999996,0.57999999999999996,0.57999999999999996,0.57999999999999996,0.57999999999999996,0.57999999999999996,0.57999999999999996,0.57999999999999996,0.57999999999999996,0.57999999999999996,0.56999999999999995,0.56999999999999995,0.56999999999999995,0.56999999999999995,0.56999999999999995,0.56999999999999995,0.56999999999999995,0.56999999999999995,0.56999999999999995,0.56999999999999995,0.56999999999999995,0.56999999999999995,0.56999999999999995,0.56000000000000005,0.56000000000000005,0.56000000000000005,0.56000000000000005,0.56000000000000005,0.56000000000000005,0.56000000000000005,{"$error":"#N/A"},{"$error":"#N/A"},{"$error":"#N/A"},{"$error":"#N/A"},{"$error":"#N/A"},{"$error":"#N/A"},{"$error":"#N/A"},{"$error":"#N/A"},{"$error":"#N/A"},{"$error":"#N/A"}]
["R22",-39,221,{"$error":"#N/A"},{"$error":"#N/A"},{"$error":"#N/A"},{"$error":"#N/A"},{"$error":"#N/A"},{"$error":"#N/A"},{"$error":"#N/A"},{"$error":"#N/A"},{"$error":"#N/A"},{"$error":"#N/A"},{"$error":"#N/A"},{"$error":"#N/A"},{"$error":"#N/A"},{"$error":"#N/A"},{"$error":"#N/A"},{"$error":"#N/A"},{"$error":"#N/A"},{"$error":"#N/A"},{"$error":"#N/A"},{"$error":"#N/A"},{"$error":"#N/A"},{"$error":"#N/A"},{"$error":"#N/A"},{"$error":"#N/A"},{"$error":"#N/A"},{"$error":"#N/A"},{"$error":"#N/A"},{"$error":"#N/A"},{"$error":"#N/A"},{"$error":"#N/A"},0.66,0.66,0.66,0.66,0.66,0.65,0.65,0.65,0.65,0.65,0.65,0.65,0.64,0.64,0.64,0.64,0.64,0.64,0.64,0.63,0.63,0.63,0.63,0.63,0.63,0.63,0.63,0.62,0.62,0.62,0.62,0.62,0.62,0.62,0.62,0.61,0.61,0.61,0.61,0.61,0.61,0.61,0.61,0.61,0.6,0.6,0.6,0.6,0.6,0.6,0.6,0.6,0.6,0.59,0.59,0.59,0.59,0.59,0.59,0.59,0.59,0.59,0.59,0.59,0.57999999999999996,0.57999999999999996,0.57999999999999996,0.57999999999999996,0.57999999999999996,0.57999999999999996,0.57999999999999996,0.57999999999999996,0.57999999999999996,0.57999999999999996,0.57999999999999996,0.56999999999999995,0.56999999999999995,0.56999999999999995,0.56999999999999995,0.56999999999999995,0.56999999999999995,0.56999999999999995,0.56999999999999995,0.56999999999999995,0.56999999999999995,0.56999999999999995,0.56999999999999995,0.56999999999999995,0.56999999999999995,0.56000000000000005,0.56000000000000005,{"$error":"#N/A"},{"$error":"#N/A"},{"$error":"#N/A"},{"$error":"#N/A"},{"$error":"#N/A"},{"$error":"#N/A"},{"$error":"#N/A"},{"$error":"#N/A"},{"$error":"#N/A"},{"$error":"#N/A"}]
["R22",-38,222,{"$error":"#N/A"},{"$error":"#N/A"},{"$error":"#N/A"},{"$error":"#N/A"},{"$error":"#N/A"},{"$error":"#N/A"},{"$error":"#N/A"},{"$error":"#N/A"},{"$error":"#N/A"},{"$error":"#N/A"},{"$error":"#N/A"},{"$error":"#N/A"},{"$error":"#N/A"},{"$error":"#N/A"},{"$error":"#N/A"},{"$error":"#N/A"},{"$error":"#N/A"},{"$error":"#N/A"},{"$error":"#N/A"},{"$error":"#N/A"},{"$error":"#N/A"},{"$error":"#N/A"},{"$error":"#N/A"},{"$error":"#N/A"},{"$error":"#N/A"},{"$error":"#N/A"},{"$error":"#N/A"},{"$error":"#N/A"},{"$error":"#N/A"},{"$error":"#N/A"},0.67,0.66,0.66,0.66,0.66,0.66,0.66,0.66,0.65,0.65,0.65,0.65,0.65,0.65,0.65,0.64,0.64,0.64,0.64,0.64,0.64,0.64,0.63,0.63,0.63,0.63,0.63,0.63,0.63,0.63,0.62,0.62,0.62,0.62,0.62,0.62,0.62,0.62,0.61,0.61,0.61,0.61,0.61,0.61,0.61,0.61,0.61,0.6,0.6,0.6,0.6,0.6,0.6,0.6,0.6,0.6,0.59,0.59,0.59,0.59,0.59,0.59,0.59,0.59,0.59,0.59,0.59,0.57999999999999996,0.57999999999999996,0.57999999999999996,0.57999999999999996,0.57999999999999996,0.57999999999999996,0.57999999999999996,0.57999999999999996,0.57999999999999996,0.57999999999999996,0.57999999999999996,0.57999999999999996,0.56999999999999995,0.56999999999999995,0.56999999999999995,0.56999999999999995,0.56999999999999995,0.56999999999999995,0.56999999999999995,0.56999999999999995,0.56999999999999995,0.56999999999999995,0.56999999999999995,0.56999999999999995,{"$error":"#N/A"},{"$error":"#N/A"},{"$error":"#N/A"},{"$error":"#N/A"},{"$error":"#N/A"},{"$error":"#N/A"},{"$error":"#N/A"},{"$error":"#N/A"},{"$error":"#N/A"},{"$error":"#N/A"}]
["R22",-37,223,{"$error":"#N/A"},{"$error":"#N/A"},{"$error":"#N/A"},{"$error":"#N/A"},{"$error":"#N/A"},{"$error":"#N/A"},{"$error":"#N/A"},{"$error":"#N/A"},{"$error":"#N/A"},{"$error":"#N/A"},{"$error":"#N/A"},{"$error":"#N/A"},{"$error":"#N/A"},{"$error":"#N/A"},{"$error":"#N/A"},{"$error":"#N/A"},{"$error":"#N/A"},{"$error":"#N/A"},{"$error":"#N/A"},{"$error":"#N/A"},{"$error":"#N/A"},{"$error":"#N/A"},{"$error":"#N/A"},{"$error":"#N/A"},{"$error":"#N/A"},{"$error":"#N/A"},{"$error":"#N/A"},{"$error":"#N/A"},{"$error":"#N/A"},{"$error":"#N/A"},0.67,0.67,0.67,0.67,0.66,0.66,0.66,0.66,0.66,0.66,0.65,0.65,0.65,0.65,0.65,0.65,0.65,0.65,0.64,0.64,0.64,0.64,0.64,0.64,0.64,0.63,0.63,0.63,0.63,0.63,0.63,0.63,0.63,0.62,0.62,0.62,0.62,0.62,0.62,0.62,0.62,0.61,0.61,0.61,0.61,0.61,0.61,0.61,0.61,0.61,0.6,0.6,0.6,0.6,0.6,0.6,0.6,0.6,0.6,0.6,0.59,0.59,0.59,0.59,0.59,0.59,0.59,0.59,0.59,0.59,0.57999999999999996,0.57999999999999996,0.57999999999999996,0.57999999999999996,0.57999999999999996,0.57999999999999996,0.57999999999999996,0.57999999999999996,0.57999999999999996,0.57999999999999996,0.57999999999999996,0.57999999999999996,0.57999999999999996,0.56999999999999995,0.56999999999999995,0.56999999999999995,0.56999999999999995,0.56999999999999995,0.56999999999999995,0.56999999999999995,0.56999999999999995,{"$error":"#N/A"},{"$error":"#N/A"},{"$error":"#N/A"},{"$error":"#N/A"},{"$error":"#N/A"},{"$error":"#N/A"},{"$error":"#N/A"},{"$error":"#N/A"},{"$error":"#N/A"},{"$error":"#N/A"}]
["R22",-36,224,{"$error":"#N/A"},{"$error":"#N/A"},{"$error":"#N/A"},{"$error":"#N/A"},{"$error":"#N/A"},{"$error":"#N/A"},{"$error":"#N/A"},{"$error":"#N/A"},{"$error":"#N/A"},{"$error":"#N/A"},{"$error":"#N/A"},{"$error":"#N/A"},{"$error":"#N/A"},{"$error":"#N/A"},{"$error":"#N/A"},{"$error":"#N/A"},{"$error":"#N/A"},{"$error":"#N/A"},{"$error":"#N/A"},{"$error":"#N/A"},{"$error":"#N/A"},{"$error":"#N/A"},{"$error":"#N/A"},{"$error":"#N/A"},{"$error":"#N/A"},{"$error":"#N/A"},{"$error":"#N/A"},{"$error":"#N/A"},{"$error":"#N/A"},{"$error":"#N/A"},0.67,0.67,0.67,0.67,0.67,0.67,0.66,0.66,0.66,0.66,0.66,0.66,0.66,0.65,0.65,0.65,0.65,0.65,0.65,0.65,0.64,0.64,0.64,0.64,0.64,0.64,0.64,0.64,0.63,0.63,0.63,0.63,0.63,0.63,0.63,0.63,0.62,0.62,0.62,0.62,0.62,0.62,0.62,0.62,0.61,0.61,0.61,0.61,0.61,0.61,0.61,0.61,0.61,0.6,0.6,0.6,0.6,0.6,0.6,0.6,0.6,0.6,0.6,0.59,0.59,0.59,0.59,0.59,0.59,0.59,0.59,0.59,0.59,0.59,0.57999999999999996,0.57999999999999996,0.57999999999999996,0.57999999999999996,0.57999999999999996,0.57999999999999996,0.57999999999999996,0.57999999999999996,0.57999999999999996,0.57999999999999996,0.57999999999999996,0.57999999999999996,0.57999999999999996,0.56999999999999995,0.56999999999999995,0.56999999999999995,0.56999999999999995,{"$error":"#N/A"},{"$error":"#N/A"},{"$error":"#N/A"},{"$error":"#N/A"},{"$error":"#N/A"},{"$error":"#N/A"},{"$error":"#N/A"},{"$error":"#N/A"},{"$error":"#N/A"},{"$error":"#N/A"}]
["R22",-35,225,{"$error":"#N/A"},{"$error":"#N/A"},{"$error":"#N/A"},{"$error":"#N/A"},{"$error":"#N/A"},{"$error":"#N/A"},{"$error":"#N/A"},{"$error":"#N/A"},{"$error":"#N/A"},{"$error":"#N/A"},{"$error":"#N/A"},{"$error":"#N/A"},{"$error":"#N/A"},{"$error":"#N/A"},{"$error":"#N/A"},{"$error":"#N/A"},{"$error":"#N/A"},{"$error":"#N/A"},{"$error":"#N/A"},{"$error":"#N/A"},{"$error":"#N/A"},{"$error":"#N/A"},{"$error":"#N/A"},{"$error":"#N/A"},{"$error":"#N/A"},{"$error":"#N/A"},{"$error":"#N/A"},{"$error":"#N/A"},{"$error":"#N/A"},{"$error":"#N/A"},0.68,0.68,0.67,0.67,0.67,0.67,0.67,0.67,0.67,0.66,0.66,0.66,0.66,0.66,0.66,0.66,0.65,0.65,0.65,0.65,0.65,0.65,0.65,0.64,0.64,0.64,0.64,0.64,0.64,0.64,0.64,0.63,0.63,0.63,0.63,0.63,0.63,0.63,0.63,0.62,0.62,0.62,0.62,0.62,0.62,0.62,0.62,0.61,0.61,0.61,0.61,0.61,0.61,0.61,0.61,0.61,0.6,0.6,0.6,0.6,0.6,0.6,0.6,0.6,0.6,0.6,0.59,0.59,0.59,0.59,0.59,0.59,0.59,0.59,0.59,0.59,0.59,0.59,0.57999999999999996,0.57999999999999996,0.57999999999999996,0.57999999999999996,0.57999999999999996,0.57999999999999996,0.57999999999999996,0.57999999999999996,0.57999999999999996,0.57999999999999996,0.57999999999999996,0.57999999999999996,0.57999999999999996,{"$error":"#N/A"},{"$error":"#N/A"},{"$error":"#N/A"},{"$error":"#N/A"},{"$error":"#N/A"},{"$error":"#N/A"},{"$error":"#N/A"},{"$error":"#N/A"},{"$error":"#N/A"},{"$error":"#N/A"}]
["R22",-34,226,{"$error":"#N/A"},{"$error":"#N/A"},{"$error":"#N/A"},{"$error":"#N/A"},{"$error":"#N/A"},{"$error":"#N/A"},{"$error":"#N/A"},{"$error":"#N/A"},{"$error":"#N/A"},{"$error":"#N/A"},{"$error":"#N/A"},{"$error":"#N/A"},{"$error":"#N/A"},{"$error":"#N/A"},{"$error":"#N/A"},{"$error":"#N/A"},{"$error":"#N/A"},{"$error":"#N/A"},{"$error":"#N/A"},{"$error":"#N/A"},{"$error":"#N/A"},{"$error":"#N/A"},{"$error":"#N/A"},{"$error":"#N/A"},{"$error":"#N/A"},{"$error":"#N/A"},{"$error":"#N/A"},{"$error":"#N/A"},{"$error":"#N/A"},{"$error":"#N/A"},0.68,0.68,0.68,0.68,0.68,0.67,0.67,0.67,0.67,0.67,0.67,0.67,0.66,0.66,0.66,0.66,0.66,0.66,0.66,0.65,0.65,0.65,0.65,0.65,0.65,0.65,0.64,0.64,0.64,0.64,0.64,0.64,0.64,0.63,0.63,0.63,0.63,0.63,0.63,0.63,0.63,0.62,0.62,0.62,0.62,0.62,0.62,0.62,0.62,0.62,0.61,0.61,0.61,0.61,0.61,0.61,0.61,0.61,0.61,0.61,0.6,0.6,0.6,0.6,0.6,0.6,0.6,0.6,0.6,0.6,0.59,0.59,0.59,0.59,0.59,0.59,0.59,0.59,0.59,0.59,0.59,0.59,0.57999999999999996,0.57999999999999996,0.57999999999999996,0.57999999999999996,0.57999999999999996,0.57999999999999996,0.57999999999999996,0.57999999999999996,0.57999999999999996,{"$error":"#N/A"},{"$error":"#N/A"},{"$error":"#N/A"},{"$error":"#N/A"},{"$error":"#N/A"},{"$error":"#N/A"},{"$error":"#N/A"},{"$error":"#N/A"},{"$error":"#N/A"},{"$error":"#N/A"}]
["R22",-33,227,{"$error":"#N/A"},{"$error":"#N/A"},{"$error":"#N/A"},{"$error":"#N/A"},{"$error":"#N/A"},{"$error":"#N/A"},{"$error":"#N/A"},{"$error":"#N/A"},{"$error":"#N/A"},{"$error":"#N/A"},{"$error":"#N/A"},{"$error":"#N/A"},{"$error":"#N/A"},{"$error":"#N/A"},{"$error":"#N/A"},{"$error":"#N/A"},{"$error":"#N/A"},{"$error":"#N/A"},{"$error":"#N/A"},{"$error":"#N/A"},{"$error":"#N/A"},{"$error":"#N/A"},{"$error":"#N/A"},{"$error":"#N/A"},{"$error":"#N/A"},{"$error":"#N/A"},{"$error":"#N/A"},{"$error":"#N/A"},{"$error":"#N/A"},{"$error":"#N/A"},0.69,0.68,0.68,0.68,0.68,0.68,0.68,0.68,0.67,0.67,0.67,0.67,0.67,0.67,0.66,0.66,0.66,0.66,0.66,0.66,0.66,0.65,0.65,0.65,0.65,0.65,0.65,0.65,0.65,0.64,0.64,0.64,0.64,0.64,0.64,0.64,0.63,0.63,0.63,0.63,0.63,0.63,0.63,0.63,0.62,0.62,0.62,0.62,0.62,0.62,0.62,0.62,0.62,0.61,0.61,0.61,0.61,0.61,0.61,0.61,0.61,0.61,0.61,0.6,0.6,0.6,0.6,0.6,0.6,0.6,0.6,0.6,0.6,0.6,0.59,0.59,0.59,0.59,0.59,0.59,0.59,0.59,0.59,0.59,0.59,0.59,0.57999999999999996,0.57999999999999996,0.57999999999999996,0.57999999999999996,0.57999999999999996,{"$error":"#N/A"},{"$error":"#N/A"},{"$error":"#N/A"},{"$error":"#N/A"},{"$error":"#N/A"},{"$error":"#N/A"},{"$error":"#N/A"},{"$error":"#N/A"},{"$error":"#N/A"},{"$error":"#N/A"}]
["R22",-32,228,{"$error":"#N/A"},{"$error":"#N/A"},{"$error":"#N/A"},{"$error":"#N/A"},{"$error":"#N/A"},{"$error":"#N/A"},{"$error":"#N/A"},{"$error":"#N/A"},{"$error":"#N/A"},{"$error":"#N/A"},{"$error":"#N/A"},{"$error":"#N/A"},{"$error":"#N/A"},{"$error":"#N/A"},{"$error":"#N/A"},{"$error":"#N/A"},{"$error":"#N/A"},{"$error":"#N/A"},{"$error":"#N/A"},{"$error":"#N/A"},{"$error":"#N/A"},{"$error":"#N/A"},{"$error":"#N/A"},{"$error":"#N/A"},{"$error":"#N/A"},{"$error":"#N/A"},{"$error":"#N/A"},{"$error":"#N/A"},{"$error":"#N/A"},{"$error":"#N/A"},0.69,0.69,0.69,0.69,0.68,0.68,0.68,0.68,0.68,0.68,0.67,0.67,0.67,0.67,0.67,0.67,0.67,0.66,0.66,0.66,0.66,0.66,0.66,0.66,0.65,0.65,0.65,0.65,0.65,0.65,0.65,0.64,0.64,0.64,0.64,0.64,0.64,0.64,0.64,0.63,0.63,0.63,0.63,0.63,0.63,0.63,0.63,0.62,0.62,0.62,0.62,0.62,0.62,0.62,0.62,0.62,0.61,0.61,0.61,0.61,0.61,0.61,0.61,0.61,0.61,0.61,0.6,0.6,0.6,0.6,0.6,0.6,0.6,0.6,0.6,0.6,0.6,0.59,0.59,0.59,0.59,0.59,0.59,0.59,0.59,0.59,0.59,0.59,0.59,0.59,0.59,{"$error":"#N/A"},{"$error":"#N/A"},{"$error":"#N/A"},{"$error":"#N/A"},{"$error":"#N/A"},{"$error":"#N/A"},{"$error":"#N/A"},{"$error":"#N/A"},{"$error":"#N/A"},{"$error":"#N/A"}]
["R22",-31,229,{"$error":"#N/A"},{"$error":"#N/A"},{"$error":"#N/A"},{"$error":"#N/A"},{"$error":"#N/A"},{"$error":"#N/A"},{"$error":"#N/A"},{"$error":"#N/A"},{"$error":"#N/A"},{"$error":"#N/A"},{"$error":"#N/A"},{"$error":"#N/A"},{"$error":"#N/A"},{"$error":"#N/A"},{"$error":"#N/A"},{"$error":"#N/A"},{"$error":"#N/A"},{"$error":"#N/A"},{"$error":"#N/A"},{"$error":"#N/A"},{"$error":"#N/A"},{"$error":"#N/A"},{"$error":"#N/A"},{"$error":"#N/A"},{"$error":"#N/A"},{"$error":"#N/A"},{"$error":"#N/A"},{"$error":"#N/A"},{"$error":"#N/A"},{"$error":"#N/A"},0.69,0.69,0.69,0.69,0.69,0.69,0.69,0.68,0.68,0.68,0.68,0.68,0.68,0.67,0.67,0.67,0.67,0.67,0.67,0.67,0.66,0.66,0.66,0.66,0.66,0.66,0.66,0.65,0.65,0.65,0.65,0.65,0.65,0.65,0.64,0.64,0.64,0.64,0.64,0.64,0.64,0.64,0.63,0.63,0.63,0.63,0.63,0.63,0.63,0.63,0.63,0.62,0.62,0.62,0.62,0.62,0.62,0.62,0.62,0.62,0.61,0.61,0.61,0.61,0.61,0.61,0.61,0.61,0.61,0.61,0.6,0.6,0.6,0.6,0.6,0.6,0.6,0.6,0.6,0.6,0.6,0.59,0.59,0.59,0.59,0.59,0.59,0.59,0.59,0.59,0.59,{"$error":"#N/A"},{"$error":"#N/A"},{"$error":"#N/A"},{"$error":"#N/A"},{"$error":"#N/A"},{"$error":"#N/A"},{"$error":"#N/A"},{"$error":"#N/A"},{"$error":"#N/A"},{"$error":"#N/A"}]
["R22",-30,230,{"$error":"#N/A"},{"$error":"#N/A"},{"$error":"#N/A"},{"$error":"#N/A"},{"$error":"#N/A"},{"$error":"#N/A"},{"$error":"#N/A"},{"$error":"#N/A"},{"$error":"#N/A"},{"$error":"#N/A"},{"$error":"#N/A"},{"$error":"#N/A"},{"$error":"#N/A"},{"$error":"#N/A"},{"$error":"#N/A"},{"$error":"#N/A"},{"$error":"#N/A"},{"$error":"#N/A"},{"$error":"#N/A"},{"$error":"#N/A"},{"$error":"#N/A"},{"$error":"#N/A"},{"$error":"#N/A"},{"$error":"#N/A"},{"$error":"#N/A"},{"$error":"#N/A"},{"$error":"#N/A"},{"$error":"#N/A"},{"$error":"#N/A"},{"$error":"#N/A"},0.7,0.7,0.7,0.69,0.69,0.69,0.69,0.69,0.69,0.68,0.68,0.68,0.68,0.68,0.68,0.68,0.67,0.67,0.67,0.67,0.67,0.67,0.67,0.66,0.66,0.66,0.66,0.66,0.66,0.66,0.65,0.65,0.65,0.65,0.65,0.65,0.65,0.64,0.64,0.64,0.64,0.64,0.64,0.64,0.64,0.63,0.63,0.63,0.63,0.63,0.63,0.63,0.63,0.63,0.62,0.62,0.62,0.62,0.62,0.62,0.62,0.62,0.62,0.61,0.61,0.61,0.61,0.61,0.61,0.61,0.61,0.61,0.61,0.61,0.6,0.6,0.6,0.6,0.6,0.6,0.6,0.6,0.6,0.6,0.6,0.6,0.59,0.59,0.59,0.59,0.59,{"$error":"#N/A"},{"$error":"#N/A"},{"$error":"#N/A"},{"$error":"#N/A"},{"$error":"#N/A"},{"$error":"#N/A"},{"$error":"#N/A"},{"$error":"#N/A"},{"$error":"#N/A"},{"$error":"#N/A"}]
["R22",-29,231,{"$error":"#N/A"},{"$error":"#N/A"},{"$error":"#N/A"},{"$error":"#N/A"},{"$error":"#N/A"},{"$error":"#N/A"},{"$error":"#N/A"},{"$error":"#N/A"},{"$error":"#N/A"},{"$error":"#N/A"},{"$error":"#N/A"},{"$error":"#N/A"},{"$error":"#N/A"},{"$error":"#N/A"},{"$error":"#N/A"},{"$error":"#N/A"},{"$error":"#N/A"},{"$error":"#N/A"},{"$error":"#N/A"},{"$error":"#N/A"},{"$error":"#N/A"},{"$error":"#N/A"},{"$error":"#N/A"},{"$error":"#N/A"},{"$error":"#N/A"},{"$error":"#N/A"},{"$error":"#N/A"},{"$error":"#N/A"},{"$error":"#N/A"},{"$error":"#N/A"},0.7,0.7,0.7,0.7,0.7,0.7,0.69,0.69,0.69,0.69,0.69,0.69,0.68,0.68,0.68,0.68,0.68,0.68,0.68,0.67,0.67,0.67,0.67,0.67,0.67,0.66,0.66,0.66,0.66,0.66,0.66,0.66,0.66,0.65,0.65,0.65,0.65,0.65,0.65,0.65,0.64,0.64,0.64,0.64,0.64,0.64,0.64,0.64,0.63,0.63,0.63,0.63,0.63,0.63,0.63,0.63,0.63,0.62,0.62,0.62,0.62,0.62,0.62,0.62,0.62,0.62,0.62,0.61,0.61,0.61,0.61,0.61,0.61,0.61,0.61,0.61,0.61,0.6,0.6,0.6,0.6,0.6,0.6,0.6,0.6,0.6,0.6,0.6,0.6,0.6,0.59,{"$error":"#N/A"},{"$error":"#N/A"},{"$error":"#N/A"},{"$error":"#N/A"},{"$error":"#N/A"},{"$error":"#N/A"},{"$error":"#N/A"},{"$error":"#N/A"},{"$error":"#N/A"},{"$error":"#N/A"}]
["R22",-28,232,{"$error":"#N/A"},{"$error":"#N/A"},{"$error":"#N/A"},{"$error":"#N/A"},{"$error":"#N/A"},{"$error":"#N/A"},{"$error":"#N/A"},{"$error":"#N/A"},{"$error":"#N/A"},{"$error":"#N/A"},{"$error":"#N/A"},{"$error":"#N/A"},{"$error":"#N/A"},{"$error":"#N/A"},{"$error":"#N/A"},{"$error":"#N/A"},{"$error":"#N/A"},{"$error":"#N/A"},{"$error":"#N/A"},{"$error":"#N/A"},{"$error":"#N/A"},{"$error":"#N/A"},{"$error":"#N/A"},{"$error":"#N/A"},{"$error":"#N/A"},{"$error":"#N/A"},{"$error":"#N/A"},{"$error":"#N/A"},{"$error":"#N/A"},{"$error":"#N/A"},0.71,0.71,0.7,0.7,0.7,0.7,0.7,0.7,0.69,0.69,0.69,0.69,0.69,0.69,0.69,0.68,0.68,0.68,0.68,0.68,0.68,0.67,0.67,0.67,0.67,0.67,0.67,0.67,0.66,0.66,0.66,0.66,0.66,0.66,0.66,0.65,0.65,0.65,0.65,0.65,0.65,0.65,0.65,0.64,0.64,0.64,0.64,0.64,0.64,0.64,0.64,0.63,0.63,0.63,0.63,0.63,0.63,0.63,0.63,0.63,0.62,0.62,0.62,0.62,0.62,0.62,0.62,0.62,0.62,0.62,0.61,0.61,0.61,0.61,0.61,0.61,0.61,0.61,0.61,0.61,0.61,0.6,0.6,0.6,0.6,0.6,0.6,0.6,0.6,0.6,0.6,{"$error":"#N/A"},{"$error":"#N/A"},{"$error":"#N/A"},{"$error":"#N/A"},{"$error":"#N/A"},{"$error":"#N/A"},{"$error":"#N/A"},{"$error":"#N/A"},{"$error":"#N/A"},{"$error":"#N/A"}]
["R22",-27,233,{"$error":"#N/A"},{"$error":"#N/A"},{"$error":"#N/A"},{"$error":"#N/A"},{"$error":"#N/A"},{"$error":"#N/A"},{"$error":"#N/A"},{"$error":"#N/A"},{"$error":"#N/A"},{"$error":"#N/A"},{"$error":"#N/A"},{"$error":"#N/A"},{"$error":"#N/A"},{"$error":"#N/A"},{"$error":"#N/A"},{"$error":"#N/A"},{"$error":"#N/A"},{"$error":"#N/A"},{"$error":"#N/A"},{"$error":"#N/A"},{"$error":"#N/A"},{"$error":"#N/A"},{"$error":"#N/A"},{"$error":"#N/A"},{"$error":"#N/A"},{"$error":"#N/A"},{"$error":"#N/A"},{"$error":"#N/A"},{"$error":"#N/A"},{"$error":"#N/A"},0.71,0.71,0.71,0.71,0.71,0.7,0.7,0.7,0.7,0.7,0.7,0.69,0.69,0.69,0.69,0.69,0.69,0.69,0.68,0.68,0.68,0.68,0.68,0.68,0.67,0.67,0.67,0.67,0.67,0.67,0.67,0.66,0.66,0.66,0.66,0.66,0.66,0.66,0.65,0.65,0.65,0.65,0.65,0.65,0.65,0.65,0.64,0.64,0.64,0.64,0.64,0.64,0.64,0.64,0.64,0.63,0.63,0.63,0.63,0.63,0.63,0.63,0.63,0.63,0.62,0.62,0.62,0.62,0.62,0.62,0.62,0.62,0.62,0.62,0.61,0.61,0.61,0.61,0.61,0.61,0.61,0.61,0.61,0.61,0.61,0.61,0.6,0.6,0.6,0.6,0.6,{"$error":"#N/A"},{"$error":"#N/A"},{"$error":"#N/A"},{"$error":"#N/A"},{"$error":"#N/A"},{"$error":"#N/A"},{"$error":"#N/A"},{"$error":"#N/A"},{"$error":"#N/A"},{"$error":"#N/A"}]
["R22",-26,234,{"$error":"#N/A"},{"$error":"#N/A"},{"$error":"#N/A"},{"$error":"#N/A"},{"$error":"#N/A"},{"$error":"#N/A"},{"$error":"#N/A"},{"$error":"#N/A"},{"$error":"#N/A"},{"$error":"#N/A"},{"$error":"#N/A"},{"$error":"#N/A"},{"$error":"#N/A"},{"$error":"#N/A"},{"$error":"#N/A"},{"$error":"#N/A"},{"$error":"#N/A"},{"$error":"#N/A"},{"$error":"#N/A"},{"$error":"#N/A"},{"$error":"#N/A"},{"$error":"#N/A"},{"$error":"#N/A"},{"$error":"#N/A"},{"$error":"#N/A"},{"$error":"#N/A"},{"$error":"#N/A"},{"$error":"#N/A"},{"$error":"#N/A"},{"$error":"#N/A"},0.72,0.72,0.71,0.71,0.71,0.71,0.71,0.71,0.7,0.7,0.7,0.7,0.7,0.7,0.69,0.69,0.69,0.69,0.69,0.69,0.68,0.68,0.68,0.68,0.68,0.68,0.68,0.67,0.67,0.67,0.67,0.67,0.67,0.67,0.66,0.66,0.66,0.66,0.66,0.66,0.66,0.65,0.65,0.65,0.65,0.65,0.65,0.65,0.65,0.64,0.64,0.64,0.64,0.64,0.64,0.64,0.64,0.64,0.63,0.63,0.63,0.63,0.63,0.63,0.63,0.63,0.63,0.62,0.62,0.62,0.62,0.62,0.62,0.62,0.62,0.62,0.62,0.62,0.61,0.61,0.61,0.61,0.61,0.61,0.61,0.61,0.61,0.61,0.61,0.61,0.6,{"$error":"#N/A"},{"$error":"#N/A"},{"$error":"#N/A"},{"$error":"#N/A"},{"$error":"#N/A"},{"$error":"#N/A"},{"$error":"#N/A"},{"$error":"#N/A"},{"$error":"#N/A"},{"$error":"#N/A"}]
["R22",-25,235,{"$error":"#N/A"},{"$error":"#N/A"},{"$error":"#N/A"},{"$error":"#N/A"},{"$error":"#N/A"},{"$error":"#N/A"},{"$error":"#N/A"},{"$error":"#N/A"},{"$error":"#N/A"},{"$error":"#N/A"},{"$error":"#N/A"},{"$error":"#N/A"},{"$error":"#N/A"},{"$error":"#N/A"},{"$error":"#N/A"},{"$error":"#N/A"},{"$error":"#N/A"},{"$error":"#N/A"},{"$error":"#N/A"},{"$error":"#N/A"},{"$error":"#N/A"},{"$error":"#N/A"},{"$error":"#N/A"},{"$error":"#N/A"},{"$error":"#N/A"},{"$error":"#N/A"},{"$error":"#N/A"},{"$error":"#N/A"},{"$error":"#N/A"},{"$error":"#N/A"},0.72,0.72,0.72,0.72,0.72,0.71,0.71,0.71,0.71,0.71,0.71,0.7,0.7,0.7,0.7,0.7,0.7,0.69,0.69,0.69,0.69,0.69,0.69,0.68,0.68,0.68,0.68,0.68,0.68,0.68,0.67,0.67,0.67,0.67,0.67,0.67,0.67,0.66,0.66,0.66,0.66,0.66,0.66,0.66,0.65,0.65,0.65,0.65,0.65,0.65,0.65,0.65,0.65,0.64,0.64,0.64,0.64,0.64,0.64,0.64,0.64,0.63,0.63,0.63,0.63,0.63,0.63,0.63,0.63,0.63,0.63,0.62,0.62,0.62,0.62,0.62,0.62,0.62,0.62,0.62,0.62,0.62,0.61,0.61,0.61,0.61,0.61,0.61,0.61,0.61,0.61,{"$error":"#N/A"},{"$error":"#N/A"},{"$error":"#N/A"},{"$error":"#N/A"},{"$error":"#N/A"},{"$error":"#N/A"},{"$error":"#N/A"},{"$error":"#N/A"},{"$error":"#N/A"},{"$error":"#N/A"}]
["R22",-24,236,{"$error":"#N/A"},{"$error":"#N/A"},{"$error":"#N/A"},{"$error":"#N/A"},{"$error":"#N/A"},{"$error":"#N/A"},{"$error":"#N/A"},{"$error":"#N/A"},{"$error":"#N/A"},{"$error":"#N/A"},{"$error":"#N/A"},{"$error":"#N/A"},{"$error":"#N/A"},{"$error":"#N/A"},{"$error":"#N/A"},{"$error":"#N/A"},{"$error":"#N/A"},{"$error":"#N/A"},{"$error":"#N/A"},{"$error":"#N/A"},{"$error":"#N/A"},{"$error":"#N/A"},{"$error":"#N/A"},{"$error":"#N/A"},{"$error":"#N/A"},{"$error":"#N/A"},{"$error":"#N/A"},{"$error":"#N/A"},{"$error":"#N/A"},{"$error":"#N/A"},0.73,0.73,0.72,0.72,0.72,0.72,0.72,0.71,0.71,0.71,0.71,0.71,0.71,0.7,0.7,0.7,0.7,0.7,0.7,0.69,0.69,0.69,0.69,0.69,0.69,0.69,0.68,0.68,0.68,0.68,0.68,0.68,0.68,0.67,0.67,0.67,0.67,0.67,0.67,0.67,0.66,0.66,0.66,0.66,0.66,0.66,0.66,0.66,0.65,0.65,0.65,0.65,0.65,0.65,0.65,0.65,0.64,0.64,0.64,0.64,0.64,0.64,0.64,0.64,0.64,0.63,0.63,0.63,0.63,0.63,0.63,0.63,0.63,0.63,0.63,0.62,0.62,0.62,0.62,0.62,0.62,0.62,0.62,0.62,0.62,0.62,0.61,0.61,0.61,0.61,0.61,{"$error":"#N/A"},{"$error":"#N/A"},{"$error":"#N/A"},{"$error":"#N/A"},{"$error":"#N/A"},{"$error":"#N/A"},{"$error":"#N/A"},{"$error":"#N/A"},{"$error":"#N/A"},{"$error":"#N/A"}]
["R22",-23,237,{"$error":"#N/A"},{"$error":"#N/A"},{"$error":"#N/A"},{"$error":"#N/A"},{"$error":"#N/A"},{"$error":"#N/A"},{"$error":"#N/A"},{"$error":"#N/A"},{"$error":"#N/A"},{"$error":"#N/A"},{"$error":"#N/A"},{"$error":"#N/A"},{"$error":"#N/A"},{"$error":"#N/A"},{"$error":"#N/A"},{"$error":"#N/A"},{"$error":"#N/A"},{"$error":"#N/A"},{"$error":"#N/A"},{"$error":"#N/A"},{"$error":"#N/A"},{"$error":"#N/A"},{"$error":"#N/A"},{"$error":"#N/A"},{"$error":"#N/A"},{"$error":"#N/A"},{"$error":"#N/A"},{"$error":"#N/A"},{"$error":"#N/A"},{"$error":"#N/A"},0.73,0.73,0.73,0.73,0.72,0.72,0.72,0.72,0.72,0.72,0.71,0.71,0.71,0.71,0.71,0.71,0.7,0.7,0.7,0.7,0.7,0.7,0.69,0.69,0.69,0.69,0.69,0.69,0.69,0.68,0.68,0.68,0.68,0.68,0.68,0.68,0.67,0.67,0.67,0.67,0.67,0.67,0.67,0.66,0.66,0.66,0.66,0.66,0.66,0.66,0.66,0.65,0.65,0.65,0.65,0.65,0.65,0.65,0.65,0.64,0.64,0.64,0.64,0.64,0.64,0.64,0.64,0.64,0.63,0.63,0.63,0.63,0.63,0.63,0.63,0.63,0.63,0.63,0.63,0.62,0.62,0.62,0.62,0.62,0.62,0.62,0.62,0.62,0.62,0.62,0.62,{"$error":"#N/A"},{"$error":"#N/A"},{"$error":"#N/A"},{"$error":"#N/A"},{"$error":"#N/A"},{"$error":"#N/A"},{"$error":"#N/A"},{"$error":"#N/A"},{"$error":"#N/A"},{"$error":"#N/A"}]
["R22",-22,238,{"$error":"#N/A"},{"$error":"#N/A"},{"$error":"#N/A"},{"$error":"#N/A"},{"$error":"#N/A"},{"$error":"#N/A"},{"$error":"#N/A"},{"$error":"#N/A"},{"$error":"#N/A"},{"$error":"#N/A"},{"$error":"#N/A"},{"$error":"#N/A"},{"$error":"#N/A"},{"$error":"#N/A"},{"$error":"#N/A"},{"$error":"#N/A"},{"$error":"#N/A"},{"$error":"#N/A"},{"$error":"#N/A"},{"$error":"#N/A"},{"$error":"#N/A"},{"$error":"#N/A"},{"$error":"#N/A"},{"$error":"#N/A"},{"$error":"#N/A"},{"$error":"#N/A"},{"$error":"#N/A"},{"$error":"#N/A"},{"$error":"#N/A"},{"$error":"#N/A"},0.74,0.73,0.73,0.73,0.73,0.73,0.73,0.72,0.72,0.72,0.72,0.72,0.72,0.71,0.71,0.71,0.71,0.71,0.71,0.7,0.7,0.7,0.7,0.7,0.7,0.69,0.69,0.69,0.69,0.69,0.69,0.69,0.68,0.68,0.68,0.68,0.68,0.68,0.68,0.67,0.67,0.67,0.67,0.67,0.67,0.67,0.66,0.66,0.66,0.66,0.66,0.66,0.66,0.66,0.65,0.65,0.65,0.65,0.65,0.65,0.65,0.65,0.65,0.64,0.64,0.64,0.64,0.64,0.64,0.64,0.64,0.64,0.63,0.63,0.63,0.63,0.63,0.63,0.63,0.63,0.63,0.63,0.63,0.62,0.62,0.62,0.62,0.62,0.62,0.62,0.62,{"$error":"#N/A"},{"$error":"#N/A"},{"$error":"#N/A"},{"$error":"#N/A"},{"$error":"#N/A"},{"$error":"#N/A"},{"$error":"#N/A"},{"$error":"#N/A"},{"$error":"#N/A"},{"$error":"#N/A"}]
["R22",-21,239,{"$error":"#N/A"},{"$error":"#N/A"},{"$error":"#N/A"},{"$error":"#N/A"},{"$error":"#N/A"},{"$error":"#N/A"},{"$error":"#N/A"},{"$error":"#N/A"},{"$error":"#N/A"},{"$error":"#N/A"},{"$error":"#N/A"},{"$error":"#N/A"},{"$error":"#N/A"},{"$error":"#N/A"},{"$error":"#N/A"},{"$error":"#N/A"},{"$error":"#N/A"},{"$error":"#N/A"},{"$error":"#N/A"},{"$error":"#N/A"},{"$error":"#N/A"},{"$error":"#N/A"},{"$error":"#N/A"},{"$error":"#N/A"},{"$error":"#N/A"},{"$error":"#N/A"},{"$error":"#N/A"},{"$error":"#N/A"},{"$error":"#N/A"},{"$error":"#N/A"},0.74,0.74,0.74,0.74,0.73,0.73,0.73,0.73,0.73,0.73,0.72,0.72,0.72,0.72,0.72,0.72,0.71,0.71,0.71,0.71,0.71,0.71,0.7,0.7,0.7,0.7,0.7,0.7,0.69,0.69,0.69,0.69,0.69,0.69,0.69,0.68,0.68,0.68,0.68,0.68,0.68,0.68,0.67,0.67,0.67,0.67,0.67,0.67,0.67,0.66,0.66,0.66,0.66,0.66,0.66,0.66,0.66,0.65,0.65,0.65,0.65,0.65,0.65,0.65,0.65,0.65,0.64,0.64,0.64,0.64,0.64,0.64,0.64,0.64,0.64,0.64,0.63,0.63,0.63,0.63,0.63,0.63,0.63,0.63,0.63,0.63,0.63,0.62,0.62,0.62,0.62,{"$error":"#N/A"},{"$error":"#N/A"},{"$error":"#N/A"},{"$error":"#N/A"},{"$error":"#N/A"},{"$error":"#N/A"},{"$error":"#N/A"},{"$error":"#N/A"},{"$error":"#N/A"},{"$error":"#N/A"}]
["R22",-20,240,{"$error":"#N/A"},{"$error":"#N/A"},{"$error":"#N/A"},{"$error":"#N/A"},{"$error":"#N/A"},{"$error":"#N/A"},{"$error":"#N/A"},{"$error":"#N/A"},{"$error":"#N/A"},{"$error":"#N/A"},{"$error":"#N/A"},{"$error":"#N/A"},{"$error":"#N/A"},{"$error":"#N/A"},{"$error":"#N/A"},{"$error":"#N/A"},{"$error":"#N/A"},{"$error":"#N/A"},{"$error":"#N/A"},{"$error":"#N/A"},{"$error":"#N/A"},{"$error":"#N/A"},{"$error":"#N/A"},{"$error":"#N/A"},{"$error":"#N/A"},{"$error":"#N/A"},{"$error":"#N/A"},{"$error":"#N/A"},{"$error":"#N/A"},{"$error":"#N/A"},0.75,0.74,0.74,0.74,0.74,0.74,0.74,0.73,0.73,0.73,0.73,0.73,0.72,0.72,0.72,0.72,0.72,0.72,0.71,0.71,0.71,0.71,0.71,0.71,0.7,0.7,0.7,0.7,0.7,0.7,0.7,0.69,0.69,0.69,0.69,0.69,0.69,0.69,0.68,0.68,0.68,0.68,0.68,0.68,0.68,0.67,0.67,0.67,0.67,0.67,0.67,0.67,0.66,0.66,0.66,0.66,0.66,0.66,0.66,0.66,0.66,0.65,0.65,0.65,0.65,0.65,0.65,0.65,0.65,0.65,0.64,0.64,0.64,0.64,0.64,0.64,0.64,0.64,0.64,0.64,0.63,0.63,0.63,0.63,0.63,0.63,0.63,0.63,0.63,0.63,0.63,{"$error":"#N/A"},{"$error":"#N/A"},{"$error":"#N/A"},{"$error":"#N/A"},{"$error":"#N/A"},{"$error":"#N/A"},{"$error":"#N/A"},{"$error":"#N/A"},{"$error":"#N/A"},{"$error":"#N/A"}]
["R22",-19,241,{"$error":"#N/A"},{"$error":"#N/A"},{"$error":"#N/A"},{"$error":"#N/A"},{"$error":"#N/A"},{"$error":"#N/A"},{"$error":"#N/A"},{"$error":"#N/A"},{"$error":"#N/A"},{"$error":"#N/A"},{"$error":"#N/A"},{"$error":"#N/A"},{"$error":"#N/A"},{"$error":"#N/A"},{"$error":"#N/A"},{"$error":"#N/A"},{"$error":"#N/A"},{"$error":"#N/A"},{"$error":"#N/A"},{"$error":"#N/A"},{"$error":"#N/A"},{"$error":"#N/A"},{"$error":"#N/A"},{"$error":"#N/A"},{"$error":"#N/A"},{"$error":"#N/A"},{"$error":"#N/A"},{"$error":"#N/A"},{"$error":"#N/A"},{"$error":"#N/A"},0.75,0.75,0.75,0.75,0.74,0.74,0.74,0.74,0.74,0.74,0.73,0.73,0.73,0.73,0.73,0.72,0.72,0.72,0.72,0.72,0.72,0.71,0.71,0.71,0.71,0.71,0.71,0.7,0.7,0.7,0.7,0.7,0.7,0.7,0.69,0.69,0.69,0.69,0.69,0.69,0.69,0.68,0.68,0.68,0.68,0.68,0.68,0.68,0.67,0.67,0.67,0.67,0.67,0.67,0.67,0.67,0.66,0.66,0.66,0.66,0.66,0.66,0.66,0.66,0.65,0.65,0.65,0.65,0.65,0.65,0.65,0.65,0.65,0.65,0.64,0.64,0.64,0.64,0.64,0.64,0.64,0.64,0.64,0.64,0.63,0.63,0.63,0.63,0.63,0.63,0.63,{"$error":"#N/A"},{"$error":"#N/A"},{"$error":"#N/A"},{"$error":"#N/A"},{"$error":"#N/A"},{"$error":"#N/A"},{"$error":"#N/A"},{"$error":"#N/A"},{"$error":"#N/A"},{"$error":"#N/A"}]
["R22",-18,242,{"$error":"#N/A"},{"$error":"#N/A"},{"$error":"#N/A"},{"$error":"#N/A"},{"$error":"#N/A"},{"$error":"#N/A"},{"$error":"#N/A"},{"$error":"#N/A"},{"$error":"#N/A"},{"$error":"#N/A"},{"$error":"#N/A"},{"$error":"#N/A"},{"$error":"#N/A"},{"$error":"#N/A"},{"$error":"#N/A"},{"$error":"#N/A"},{"$error":"#N/A"},{"$error":"#N/A"},{"$error":"#N/A"},{"$error":"#N/A"},{"$error":"#N/A"},{"$error":"#N/A"},{"$error":"#N/A"},{"$error":"#N/A"},{"$error":"#N/A"},{"$error":"#N/A"},{"$error":"#N/A"},{"$error":"#N/A"},{"$error":"#N/A"},{"$error":"#N/A"},0.76,0.75,0.75,0.75,0.75,0.75,0.75,0.74,0.74,0.74,0.74,0.74,0.73,0.73,0.73,0.73,0.73,0.73,0.72,0.72,0.72,0.72,0.72,0.72,0.71,0.71,0.71,0.71,0.71,0.71,0.7,0.7,0.7,0.7,0.7,0.7,0.7,0.69,0.69,0.69,0.69,0.69,0.69,0.69,0.68,0.68,0.68,0.68,0.68,0.68,0.68,0.67,0.67,0.67,0.67,0.67,0.67,0.67,0.67,0.66,0.66,0.66,0.66,0.66,0.66,0.66,0.66,0.66,0.65,0.65,0.65,0.65,0.65,0.65,0.65,0.65,0.65,0.65,0.64,0.64,0.64,0.64,0.64,0.64,0.64,0.64,0.64,0.64,0.64,0.63,0.63,{"$error":"#N/A"},{"$error":"#N/A"},{"$error":"#N/A"},{"$error":"#N/A"},{"$error":"#N/A"},{"$error":"#N/A"},{"$error":"#N/A"},{"$error":"#N/A"},{"$error":"#N/A"},{"$error":"#N/A"}]
["R22",-17,243,{"$error":"#N/A"},{"$error":"#N/A"},{"$error":"#N/A"},{"$error":"#N/A"},{"$error":"#N/A"},{"$error":"#N/A"},{"$error":"#N/A"},{"$error":"#N/A"},{"$error":"#N/A"},{"$error":"#N/A"},{"$error":"#N/A"},{"$error":"#N/A"},{"$error":"#N/A"},{"$error":"#N/A"},{"$error":"#N/A"},{"$error":"#N/A"},{"$error":"#N/A"},{"$error":"#N/A"},{"$error":"#N/A"},{"$error":"#N/A"},{"$error":"#N/A"},{"$error":"#N/A"},{"$error":"#N/A"},{"$error":"#N/A"},{"$error":"#N/A"},{"$error":"#N/A"},{"$error":"#N/A"},{"$error":"#N/A"},{"$error":"#N/A"},{"$error":"#N/A"},0.76,0.76,0.76,0.76,0.75,0.75,0.75,0.75,0.75,0.75,0.74,0.74,0.74,0.74,0.74,0.73,0.73,0.73,0.73,0.73,0.73,0.72,0.72,0.72,0.72,0.72,0.72,0.71,0.71,0.71,0.71,0.71,0.71,0.7,0.7,0.7,0.7,0.7,0.7,0.7,0.69,0.69,0.69,0.69,0.69,0.69,0.69,0.68,0.68,0.68,0.68,0.68,0.68,0.68,0.67,0.67,0.67,0.67,0.67,0.67,0.67,0.67,0.67,0.66,0.66,0.66,0.66,0.66,0.66,0.66,0.66,0.66,0.65,0.65,0.65,0.65,0.65,0.65,0.65,0.65,0.65,0.65,0.64,0.64,0.64,0.64,0.64,0.64,0.64,0.64,0.64,{"$error":"#N/A"},{"$error":"#N/A"},{"$error":"#N/A"},{"$error":"#N/A"},{"$error":"#N/A"},{"$error":"#N/A"},{"$error":"#N/A"},{"$error":"#N/A"},{"$error":"#N/A"},{"$error":"#N/A"}]
["R22",-16,244,{"$error":"#N/A"},{"$error":"#N/A"},{"$error":"#N/A"},{"$error":"#N/A"},{"$error":"#N/A"},{"$error":"#N/A"},{"$error":"#N/A"},{"$error":"#N/A"},{"$error":"#N/A"},{"$error":"#N/A"},{"$error":"#N/A"},{"$error":"#N/A"},{"$error":"#N/A"},{"$error":"#N/A"},{"$error":"#N/A"},{"$error":"#N/A"},{"$error":"#N/A"},{"$error":"#N/A"},{"$error":"#N/A"},{"$error":"#N/A"},{"$error":"#N/A"},{"$error":"#N/A"},{"$error":"#N/A"},{"$error":"#N/A"},{"$error":"#N/A"},{"$error":"#N/A"},{"$error":"#N/A"},{"$error":"#N/A"},{"$error":"#N/A"},{"$error":"#N/A"},0.77,0.77,0.76,0.76,0.76,0.76,0.76,0.75,0.75,0.75,0.75,0.75,0.74,0.74,0.74,0.74,0.74,0.74,0.73,0.73,0.73,0.73,0.73,0.73,0.72,0.72,0.72,0.72,0.72,0.72,0.71,0.71,0.71,0.71,0.71,0.71,0.7,0.7,0.7,0.7,0.7,0.7,0.7,0.69,0.69,0.69,0.69,0.69,0.69,0.69,0.68,0.68,0.68,0.68,0.68,0.68,0.68,0.68,0.67,0.67,0.67,0.67,0.67,0.67,0.67,0.67,0.66,0.66,0.66,0.66,0.66,0.66,0.66,0.66,0.66,0.65,0.65,0.65,0.65,0.65,0.65,0.65,0.65,0.65,0.65,0.65,0.64,0.64,0.64,0.64,0.64,{"$error":"#N/A"},{"$error":"#N/A"},{"$error":"#N/A"},{"$error":"#N/A"},{"$error":"#N/A"},{"$error":"#N/A"},{"$error":"#N/A"},{"$error":"#N/A"},{"$error":"#N/A"},{"$error":"#N/A"}]
["R22",-15,245,{"$error":"#N/A"},{"$error":"#N/A"},{"$error":"#N/A"},{"$error":"#N/A"},{"$error":"#N/A"},{"$error":"#N/A"},{"$error":"#N/A"},{"$error":"#N/A"},{"$error":"#N/A"},{"$error":"#N/A"},{"$error":"#N/A"},{"$error":"#N/A"},{"$error":"#N/A"},{"$error":"#N/A"},{"$error":"#N/A"},{"$error":"#N/A"},{"$error":"#N/A"},{"$error":"#N/A"},{"$error":"#N/A"},{"$error":"#N/A"},{"$error":"#N/A"},{"$error":"#N/A"},{"$error":"#N/A"},{"$error":"#N/A"},{"$error":"#N/A"},{"$error":"#N/A"},{"$error":"#N/A"},{"$error":"#N/A"},{"$error":"#N/A"},{"$error":"#N/A"},0.77,0.77,0.77,0.77,0.77,0.76,0.76,0.76,0.76,0.76,0.75,0.75,0.75,0.75,0.75,0.74,0.74,0.74,0.74,0.74,0.74,0.73,0.73,0.73,0.73,0.73,0.73,0.72,0.72,0.72,0.72,0.72,0.72,0.71,0.71,0.71,0.71,0.71,0.71,0.7,0.7,0.7,0.7,0.7,0.7,0.7,0.69,0.69,0.69,0.69,0.69,0.69,0.69,0.68,0.68,0.68,0.68,0.68,0.68,0.68,0.68,0.67,0.67,0.67,0.67,0.67,0.67,0.67,0.67,0.67,0.66,0.66,0.66,0.66,0.66,0.66,0.66,0.66,0.66,0.66,0.65,0.65,0.65,0.65,0.65,0.65,0.65,0.65,0.65,0.65,0.65,{"$error":"#N/A"},{"$error":"#N/A"},{"$error":"#N/A"},{"$error":"#N/A"},{"$error":"#N/A"},{"$error":"#N/A"},{"$error":"#N/A"},{"$error":"#N/A"},{"$error":"#N/A"},{"$error":"#N/A"}]
["R22",-14,246,{"$error":"#N/A"},{"$error":"#N/A"},{"$error":"#N/A"},{"$error":"#N/A"},{"$error":"#N/A"},{"$error":"#N/A"},{"$error":"#N/A"},{"$error":"#N/A"},{"$error":"#N/A"},{"$error":"#N/A"},{"$error":"#N/A"},{"$error":"#N/A"},{"$error":"#N/A"},{"$error":"#N/A"},{"$error":"#N/A"},{"$error":"#N/A"},{"$error":"#N/A"},{"$error":"#N/A"},{"$error":"#N/A"},{"$error":"#N/A"},{"$error":"#N/A"},{"$error":"#N/A"},{"$error":"#N/A"},{"$error":"#N/A"},{"$error":"#N/A"},{"$error":"#N/A"},{"$error":"#N/A"},{"$error":"#N/A"},{"$error":"#N/A"},{"$error":"#N/A"},0.78,0.78,0.77,0.77,0.77,0.77,0.77,0.76,0.76,0.76,0.76,0.76,0.76,0.75,0.75,0.75,0.75,0.75,0.74,0.74,0.74,0.74,0.74,0.74,0.73,0.73,0.73,0.73,0.73,0.73,0.72,0.72,0.72,0.72,0.72,0.72,0.71,0.71,0.71,0.71,0.71,0.71,0.7,0.7,0.7,0.7,0.7,0.7,0.7,0.69,0.69,0.69,0.69,0.69,0.69,0.69,0.69,0.68,0.68,0.68,0.68,0.68,0.68,0.68,0.68,0.67,0.67,0.67,0.67,0.67,0.67,0.67,0.67,0.67,0.66,0.66,0.66,0.66,0.66,0.66,0.66,0.66,0.66,0.66,0.65,0.65,0.65,0.65,0.65,0.65,0.65,{"$error":"#N/A"},{"$error":"#N/A"},{"$error":"#N/A"},{"$error":"#N/A"},{"$error":"#N/A"},{"$error":"#N/A"},{"$error":"#N/A"},{"$error":"#N/A"},{"$error":"#N/A"},{"$error":"#N/A"}]
["R22",-13,247,{"$error":"#N/A"},{"$error":"#N/A"},{"$error":"#N/A"},{"$error":"#N/A"},{"$error":"#N/A"},{"$error":"#N/A"},{"$error":"#N/A"},{"$error":"#N/A"},{"$error":"#N/A"},{"$error":"#N/A"},{"$error":"#N/A"},{"$error":"#N/A"},{"$error":"#N/A"},{"$error":"#N/A"},{"$error":"#N/A"},{"$error":"#N/A"},{"$error":"#N/A"},{"$error":"#N/A"},{"$error":"#N/A"},{"$error":"#N/A"},{"$error":"#N/A"},{"$error":"#N/A"},{"$error":"#N/A"},{"$error":"#N/A"},{"$error":"#N/A"},{"$error":"#N/A"},{"$error":"#N/A"},{"$error":"#N/A"},{"$error":"#N/A"},{"$error":"#N/A"},0.78,0.78,0.78,0.78,0.78,0.77,0.77,0.77,0.77,0.77,0.76,0.76,0.76,0.76,0.76,0.75,0.75,0.75,0.75,0.75,0.75,0.74,0.74,0.74,0.74,0.74,0.74,0.73,0.73,0.73,0.73,0.73,0.73,0.72,0.72,0.72,0.72,0.72,0.72,0.71,0.71,0.71,0.71,0.71,0.71,0.71,0.7,0.7,0.7,0.7,0.7,0.7,0.7,0.69,0.69,0.69,0.69,0.69,0.69,0.69,0.68,0.68,0.68,0.68,0.68,0.68,0.68,0.68,0.68,0.67,0.67,0.67,0.67,0.67,0.67,0.67,0.67,0.67,0.66,0.66,0.66,0.66,0.66,0.66,0.66,0.66,0.66,0.66,0.65,0.65,0.65,{"$error":"#N/A"},{"$error":"#N/A"},{"$error":"#N/A"},{"$error":"#N/A"},{"$error":"#N/A"},{"$error":"#N/A"},{"$error":"#N/A"},{"$error":"#N/A"},{"$error":"#N/A"},{"$error":"#N/A"}]
["R22",-12,248,{"$error":"#N/A"},{"$error":"#N/A"},{"$error":"#N/A"},{"$error":"#N/A"},{"$error":"#N/A"},{"$error":"#N/A"},{"$error":"#N/A"},{"$error":"#N/A"},{"$error":"#N/A"},{"$error":"#N/A"},{"$error":"#N/A"},{"$error":"#N/A"},{"$error":"#N/A"},{"$error":"#N/A"},{"$error":"#N/A"},{"$error":"#N/A"},{"$error":"#N/A"},{"$error":"#N/A"},{"$error":"#N/A"},{"$error":"#N/A"},{"$error":"#N/A"},{"$error":"#N/A"},{"$error":"#N/A"},{"$error":"#N/A"},{"$error":"#N/A"},{"$error":"#N/A"},{"$error":"#N/A"},{"$error":"#N/A"},{"$error":"#N/A"},{"$error":"#N/A"},0.79,0.79,0.79,0.78,0.78,0.78,0.78,0.78,0.77,0.77,0.77,0.77,0.77,0.76,0.76,0.76,0.76,0.76,0.75,0.75,0.75,0.75,0.75,0.75,0.74,0.74,0.74,0.74,0.74,0.74,0.73,0.73,0.73,0.73,0.73,0.73,0.72,0.72,0.72,0.72,0.72,0.72,0.71,0.71,0.71,0.71,0.71,0.71,0.71,0.7,0.7,0.7,0.7,0.7,0.7,0.7,0.69,0.69,0.69,0.69,0.69,0.69,0.69,0.69,0.68,0.68,0.68,0.68,0.68,0.68,0.68,0.68,0.67,0.67,0.67,0.67,0.67,0.67,0.67,0.67,0.67,0.67,0.66,0.66,0.66,0.66,0.66,0.66,0.66,0.66,0.66,{"$error":"#N/A"},{"$error":"#N/A"},{"$error":"#N/A"},{"$error":"#N/A"},{"$error":"#N/A"},{"$error":"#N/A"},{"$error":"#N/A"},{"$error":"#N/A"},{"$error":"#N/A"},{"$error":"#N/A"}]
["R22",-11,249,{"$error":"#N/A"},{"$error":"#N/A"},{"$error":"#N/A"},{"$error":"#N/A"},{"$error":"#N/A"},{"$error":"#N/A"},{"$error":"#N/A"},{"$error":"#N/A"},{"$error":"#N/A"},{"$error":"#N/A"},{"$error":"#N/A"},{"$error":"#N/A"},{"$error":"#N/A"},{"$error":"#N/A"},{"$error":"#N/A"},{"$error":"#N/A"},{"$error":"#N/A"},{"$error":"#N/A"},{"$error":"#N/A"},{"$error":"#N/A"},{"$error":"#N/A"},{"$error":"#N/A"},{"$error":"#N/A"},{"$error":"#N/A"},{"$error":"#N/A"},{"$error":"#N/A"},{"$error":"#N/A"},{"$error":"#N/A"},{"$error":"#N/A"},{"$error":"#N/A"},0.8,0.79,0.79,0.79,0.79,0.79,0.78,0.78,0.78,0.78,0.78,0.77,0.77,0.77,0.77,0.77,0.76,0.76,0.76,0.76,0.76,0.75,0.75,0.75,0.75,0.75,0.75,0.74,0.74,0.74,0.74,0.74,0.74,0.73,0.73,0.73,0.73,0.73,0.73,0.72,0.72,0.72,0.72,0.72,0.72,0.71,0.71,0.71,0.71,0.71,0.71,0.71,0.7,0.7,0.7,0.7,0.7,0.7,0.7,0.69,0.69,0.69,0.69,0.69,0.69,0.69,0.69,0.68,0.68,0.68,0.68,0.68,0.68,0.68,0.68,0.68,0.67,0.67,0.67,0.67,0.67,0.67,0.67,0.67,0.67,0.67,0.66,0.66,0.66,0.66,0.66,{"$error":"#N/A"},{"$error":"#N/A"},{"$error":"#N/A"},{"$error":"#N/A"},{"$error":"#N/A"},{"$error":"#N/A"},{"$error":"#N/A"},{"$error":"#N/A"},{"$error":"#N/A"},{"$error":"#N/A"}]
["R22",-10,250,{"$error":"#N/A"},{"$error":"#N/A"},{"$error":"#N/A"},{"$error":"#N/A"},{"$error":"#N/A"},{"$error":"#N/A"},{"$error":"#N/A"},{"$error":"#N/A"},{"$error":"#N/A"},{"$error":"#N/A"},{"$error":"#N/A"},{"$error":"#N/A"},{"$error":"#N/A"},{"$error":"#N/A"},{"$error":"#N/A"},{"$error":"#N/A"},{"$error":"#N/A"},{"$error":"#N/A"},{"$error":"#N/A"},{"$error":"#N/A"},{"$error":"#N/A"},{"$error":"#N/A"},{"$error":"#N/A"},{"$error":"#N/A"},{"$error":"#N/A"},{"$error":"#N/A"},{"$error":"#N/A"},{"$error":"#N/A"},{"$error":"#N/A"},{"$error":"#N/A"},0.8,0.8,0.8,0.8,0.79,0.79,0.79,0.79,0.78,0.78,0.78,0.78,0.78,0.77,0.77,0.77,0.77,0.77,0.77,0.76,0.76,0.76,0.76,0.76,0.75,0.75,0.75,0.75,0.75,0.75,0.74,0.74,0.74,0.74,0.74,0.74,0.73,0.73,0.73,0.73,0.73,0.73,0.72,0.72,0.72,0.72,0.72,0.72,0.71,0.71,0.71,0.71,0.71,0.71,0.71,0.7,0.7,0.7,0.7,0.7,0.7,0.7,0.7,0.69,0.69,0.69,0.69,0.69,0.69,0.69,0.69,0.68,0.68,0.68,0.68,0.68,0.68,0.68,0.68,0.68,0.67,0.67,0.67,0.67,0.67,0.67,0.67,0.67,0.67,0.67,0.67,{"$error":"#N/A"},{"$error":"#N/A"},{"$error":"#N/A"},{"$error":"#N/A"},{"$error":"#N/A"},{"$error":"#N/A"},{"$error":"#N/A"},{"$error":"#N/A"},{"$error":"#N/A"},{"$error":"#N/A"}]
["R22",-9,251,{"$error":"#N/A"},{"$error":"#N/A"},{"$error":"#N/A"},{"$error":"#N/A"},{"$error":"#N/A"},{"$error":"#N/A"},{"$error":"#N/A"},{"$error":"#N/A"},{"$error":"#N/A"},{"$error":"#N/A"},{"$error":"#N/A"},{"$error":"#N/A"},{"$error":"#N/A"},{"$error":"#N/A"},{"$error":"#N/A"},{"$error":"#N/A"},{"$error":"#N/A"},{"$error":"#N/A"},{"$error":"#N/A"},{"$error":"#N/A"},{"$error":"#N/A"},{"$error":"#N/A"},{"$error":"#N/A"},{"$error":"#N/A"},{"$error":"#N/A"},{"$error":"#N/A"},{"$error":"#N/A"},{"$error":"#N/A"},{"$error":"#N/A"},{"$error":"#N/A"},0.81,0.81,0.8,0.8,0.8,0.8,0.79,0.79,0.79,0.79,0.79,0.78,0.78,0.78,0.78,0.78,0.77,0.77,0.77,0.77,0.77,0.77,0.76,0.76,0.76,0.76,0.76,0.75,0.75,0.75,0.75,0.75,0.75,0.74,0.74,0.74,0.74,0.74,0.74,0.73,0.73,0.73,0.73,0.73,0.73,0.72,0.72,0.72,0.72,0.72,0.72,0.72,0.71,0.71,0.71,0.71,0.71,0.71,0.71,0.7,0.7,0.7,0.7,0.7,0.7,0.7,0.7,0.69,0.69,0.69,0.69,0.69,0.69,0.69,0.69,0.68,0.68,0.68,0.68,0.68,0.68,0.68,0.68,0.68,0.68,0.67,0.67,0.67,0.67,0.67,0.67,{"$error":"#N/A"},{"$error":"#N/A"},{"$error":"#N/A"},{"$error":"#N/A"},{"$error":"#N/A"},{"$error":"#N/A"},{"$error":"#N/A"},{"$error":"#N/A"},{"$error":"#N/A"},{"$error":"#N/A"}]
["R22",-8,252,{"$error":"#N/A"},{"$error":"#N/A"},{"$error":"#N/A"},{"$error":"#N/A"},{"$error":"#N/A"},{"$error":"#N/A"},{"$error":"#N/A"},{"$error":"#N/A"},{"$error":"#N/A"},{"$error":"#N/A"},{"$error":"#N/A"},{"$error":"#N/A"},{"$error":"#N/A"},{"$error":"#N/A"},{"$error":"#N/A"},{"$error":"#N/A"},{"$error":"#N/A"},{"$error":"#N/A"},{"$error":"#N/A"},{"$error":"#N/A"},{"$error":"#N/A"},{"$error":"#N/A"},{"$error":"#N/A"},{"$error":"#N/A"},{"$error":"#N/A"},{"$error":"#N/A"},{"$error":"#N/A"},{"$error":"#N/A"},{"$error":"#N/A"},{"$error":"#N/A"},0.81,0.81,0.81,0.81,0.8,0.8,0.8,0.8,0.8,0.79,0.79,0.79,0.79,0.79,0.78,0.78,0.78,0.78,0.78,0.77,0.77,0.77,0.77,0.77,0.76,0.76,0.76,0.76,0.76,0.76,0.75,0.75,0.75,0.75,0.75,0.75,0.74,0.74,0.74,0.74,0.74,0.74,0.73,0.73,0.73,0.73,0.73,0.73,0.72,0.72,0.72,0.72,0.72,0.72,0.72,0.71,0.71,0.71,0.71,0.71,0.71,0.71,0.7,0.7,0.7,0.7,0.7,0.7,0.7,0.7,0.69,0.69,0.69,0.69,0.69,0.69,0.69,0.69,0.69,0.68,0.68,0.68,0.68,0.68,0.68,0.68,0.68,0.68,0.68,0.68,0.67,{"$error":"#N/A"},{"$error":"#N/A"},{"$error":"#N/A"},{"$error":"#N/A"},{"$error":"#N/A"},{"$error":"#N/A"},{"$error":"#N/A"},{"$error":"#N/A"},{"$error":"#N/A"},{"$error":"#N/A"}]
["R22",-7,253,{"$error":"#N/A"},{"$error":"#N/A"},{"$error":"#N/A"},{"$error":"#N/A"},{"$error":"#N/A"},{"$error":"#N/A"},{"$error":"#N/A"},{"$error":"#N/A"},{"$error":"#N/A"},{"$error":"#N/A"},{"$error":"#N/A"},{"$error":"#N/A"},{"$error":"#N/A"},{"$error":"#N/A"},{"$error":"#N/A"},{"$error":"#N/A"},{"$error":"#N/A"},{"$error":"#N/A"},{"$error":"#N/A"},{"$error":"#N/A"},{"$error":"#N/A"},{"$error":"#N/A"},{"$error":"#N/A"},{"$error":"#N/A"},{"$error":"#N/A"},{"$error":"#N/A"},{"$error":"#N/A"},{"$error":"#N/A"},{"$error":"#N/A"},{"$error":"#N/A"},0.82,0.82,0.82,0.81,0.81,0.81,0.81,0.8,0.8,0.8,0.8,0.8,0.79,0.79,0.79,0.79,0.79,0.78,0.78,0.78,0.78,0.78,0.77,0.77,0.77,0.77,0.77,0.76,0.76,0.76,0.76,0.76,0.76,0.75,0.75,0.75,0.75,0.75,0.75,0.74,0.74,0.74,0.74,0.74,0.74,0.73,0.73,0.73,0.73,0.73,0.73,0.73,0.72,0.72,0.72,0.72,0.72,0.72,0.72,0.71,0.71,0.71,0.71,0.71,0.71,0.71,0.7,0.7,0.7,0.7,0.7,0.7,0.7,0.7,0.69,0.69,0.69,0.69,0.69,0.69,0.69,0.69,0.69,0.69,0.68,0.68,0.68,0.68,0.68,0.68,0.68,{"$error":"#N/A"},{"$error":"#N/A"},{"$error":"#N/A"},{"$error":"#N/A"},{"$error":"#N/A"},{"$error":"#N/A"},{"$error":"#N/A"},{"$error":"#N/A"},{"$error":"#N/A"},{"$error":"#N/A"}]
["R22",-6,254,{"$error":"#N/A"},{"$error":"#N/A"},{"$error":"#N/A"},{"$error":"#N/A"},{"$error":"#N/A"},{"$error":"#N/A"},{"$error":"#N/A"},{"$error":"#N/A"},{"$error":"#N/A"},{"$error":"#N/A"},{"$error":"#N/A"},{"$error":"#N/A"},{"$error":"#N/A"},{"$error":"#N/A"},{"$error":"#N/A"},{"$error":"#N/A"},{"$error":"#N/A"},{"$error":"#N/A"},{"$error":"#N/A"},{"$error":"#N/A"},{"$error":"#N/A"},{"$error":"#N/A"},{"$error":"#N/A"},{"$error":"#N/A"},{"$error":"#N/A"},{"$error":"#N/A"},{"$error":"#N/A"},{"$error":"#N/A"},{"$error":"#N/A"},{"$error":"#N/A"},0.83,0.82,0.82,0.82,0.82,0.81,0.81,0.81,0.81,0.81,0.8,0.8,0.8,0.8,0.8,0.79,0.79,0.79,0.79,0.79,0.78,0.78,0.78,0.78,0.78,0.77,0.77,0.77,0.77,0.77,0.76,0.76,0.76,0.76,0.76,0.76,0.75,0.75,0.75,0.75,0.75,0.75,0.74,0.74,0.74,0.74,0.74,0.74,0.73,0.73,0.73,0.73,0.73,0.73,0.73,0.72,0.72,0.72,0.72,0.72,0.72,0.72,0.71,0.71,0.71,0.71,0.71,0.71,0.71,0.71,0.7,0.7,0.7,0.7,0.7,0.7,0.7,0.7,0.69,0.69,0.69,0.69,0.69,0.69,0.69,0.69,0.69,0.69,0.68,0.68,0.68,{"$error":"#N/A"},{"$error":"#N/A"},{"$error":"#N/A"},{"$error":"#N/A"},{"$error":"#N/A"},{"$error":"#N/A"},{"$error":"#N/A"},{"$error":"#N/A"},{"$error":"#N/A"},{"$error":"#N/A"}]
["R22",-5,255,{"$error":"#N/A"},{"$error":"#N/A"},{"$error":"#N/A"},{"$error":"#N/A"},{"$error":"#N/A"},{"$error":"#N/A"},{"$error":"#N/A"},{"$error":"#N/A"},{"$error":"#N/A"},{"$error":"#N/A"},{"$error":"#N/A"},{"$error":"#N/A"},{"$error":"#N/A"},{"$error":"#N/A"},{"$error":"#N/A"},{"$error":"#N/A"},{"$error":"#N/A"},{"$error":"#N/A"},{"$error":"#N/A"},{"$error":"#N/A"},{"$error":"#N/A"},{"$error":"#N/A"},{"$error":"#N/A"},{"$error":"#N/A"},{"$error":"#N/A"},{"$error":"#N/A"},{"$error":"#N/A"},{"$error":"#N/A"},{"$error":"#N/A"},{"$error":"#N/A"},0.83,0.83,0.83,0.83,0.82,0.82,0.82,0.82,0.81,0.81,0.81,0.81,0.81,0.8,0.8,0.8,0.8,0.8,0.79,0.79,0.79,0.79,0.79,0.78,0.78,0.78,0.78,0.78,0.77,0.77,0.77,0.77,0.77,0.76,0.76,0.76,0.76,0.76,0.76,0.75,0.75,0.75,0.75,0.75,0.75,0.74,0.74,0.74,0.74,0.74,0.74,0.74,0.73,0.73,0.73,0.73,0.73,0.73,0.72,0.72,0.72,0.72,0.72,0.72,0.72,0.72,0.71,0.71,0.71,0.71,0.71,0.71,0.71,0.71,0.7,0.7,0.7,0.7,0.7,0.7,0.7,0.7,0.7,0.69,0.69,0.69,0.69,0.69,0.69,0.69,0.69,{"$error":"#N/A"},{"$error":"#N/A"},{"$error":"#N/A"},{"$error":"#N/A"},{"$error":"#N/A"},{"$error":"#N/A"},{"$error":"#N/A"},{"$error":"#N/A"},{"$error":"#N/A"},{"$error":"#N/A"}]
["R22",-4,256,{"$error":"#N/A"},{"$error":"#N/A"},{"$error":"#N/A"},{"$error":"#N/A"},{"$error":"#N/A"},{"$error":"#N/A"},{"$error":"#N/A"},{"$error":"#N/A"},{"$error":"#N/A"},{"$error":"#N/A"},{"$error":"#N/A"},{"$error":"#N/A"},{"$error":"#N/A"},{"$error":"#N/A"},{"$error":"#N/A"},{"$error":"#N/A"},{"$error":"#N/A"},{"$error":"#N/A"},{"$error":"#N/A"},{"$error":"#N/A"},{"$error":"#N/A"},{"$error":"#N/A"},{"$error":"#N/A"},{"$error":"#N/A"},{"$error":"#N/A"},{"$error":"#N/A"},{"$error":"#N/A"},{"$error":"#N/A"},{"$error":"#N/A"},{"$error":"#N/A"},0.84,0.84,0.83,0.83,0.83,0.83,0.83,0.82,0.82,0.82,0.82,0.81,0.81,0.81,0.81,0.81,0.8,0.8,0.8,0.8,0.8,0.79,0.79,0.79,0.79,0.79,0.78,0.78,0.78,0.78,0.78,0.77,0.77,0.77,0.77,0.77,0.77,0.76,0.76,0.76,0.76,0.76,0.75,0.75,0.75,0.75,0.75,0.75,0.74,0.74,0.74,0.74,0.74,0.74,0.74,0.73,0.73,0.73,0.73,0.73,0.73,0.73,0.72,0.72,0.72,0.72,0.72,0.72,0.72,0.72,0.71,0.71,0.71,0.71,0.71,0.71,0.71,0.71,0.7,0.7,0.7,0.7,0.7,0.7,0.7,0.7,0.7,0.69,0.69,0.69,0.69,{"$error":"#N/A"},{"$error":"#N/A"},{"$error":"#N/A"},{"$error":"#N/A"},{"$error":"#N/A"},{"$error":"#N/A"},{"$error":"#N/A"},{"$error":"#N/A"},{"$error":"#N/A"},{"$error":"#N/A"}]
["R22",-3,257,{"$error":"#N/A"},{"$error":"#N/A"},{"$error":"#N/A"},{"$error":"#N/A"},{"$error":"#N/A"},{"$error":"#N/A"},{"$error":"#N/A"},{"$error":"#N/A"},{"$error":"#N/A"},{"$error":"#N/A"},{"$error":"#N/A"},{"$error":"#N/A"},{"$error":"#N/A"},{"$error":"#N/A"},{"$error":"#N/A"},{"$error":"#N/A"},{"$error":"#N/A"},{"$error":"#N/A"},{"$error":"#N/A"},{"$error":"#N/A"},{"$error":"#N/A"},{"$error":"#N/A"},{"$error":"#N/A"},{"$error":"#N/A"},{"$error":"#N/A"},{"$error":"#N/A"},{"$error":"#N/A"},{"$error":"#N/A"},{"$error":"#N/A"},{"$error":"#N/A"},0.85,0.84,0.84,0.84,0.84,0.83,0.83,0.83,0.83,0.82,0.82,0.82,0.82,0.82,0.81,0.81,0.81,0.81,0.81,0.8,0.8,0.8,0.8,0.8,0.79,0.79,0.79,0.79,0.79,0.78,0.78,0.78,0.78,0.78,0.77,0.77,0.77,0.77,0.77,0.77,0.76,0.76,0.76,0.76,0.76,0.76,0.75,0.75,0.75,0.75,0.75,0.75,0.74,0.74,0.74,0.74,0.74,0.74,0.73,0.73,0.73,0.73,0.73,0.73,0.73,0.73,0.72,0.72,0.72,0.72,0.72,0.72,0.72,0.71,0.71,0.71,0.71,0.71,0.71,0.71,0.71,0.71,0.7,0.7,0.7,0.7,0.7,0.7,0.7,0.7,0.7,{"$error":"#N/A"},{"$error":"#N/A"},{"$error":"#N/A"},{"$error":"#N/A"},{"$error":"#N/A"},{"$error":"#N/A"},{"$error":"#N/A"},{"$error":"#N/A"},{"$error":"#N/A"},{"$error":"#N/A"}]
["R22",-2,258,{"$error":"#N/A"},{"$error":"#N/A"},{"$error":"#N/A"},{"$error":"#N/A"},{"$error":"#N/A"},{"$error":"#N/A"},{"$error":"#N/A"},{"$error":"#N/A"},{"$error":"#N/A"},{"$error":"#N/A"},{"$error":"#N/A"},{"$error":"#N/A"},{"$error":"#N/A"},{"$error":"#N/A"},{"$error":"#N/A"},{"$error":"#N/A"},{"$error":"#N/A"},{"$error":"#N/A"},{"$error":"#N/A"},{"$error":"#N/A"},{"$error":"#N/A"},{"$error":"#N/A"},{"$error":"#N/A"},{"$error":"#N/A"},{"$error":"#N/A"},{"$error":"#N/A"},{"$error":"#N/A"},{"$error":"#N/A"},{"$error":"#N/A"},{"$error":"#N/A"},0.85,0.85,0.85,0.84,0.84,0.84,0.84,0.84,0.83,0.83,0.83,0.83,0.82,0.82,0.82,0.82,0.82,0.81,0.81,0.81,0.81,0.81,0.8,0.8,0.8,0.8,0.8,0.79,0.79,0.79,0.79,0.79,0.78,0.78,0.78,0.78,0.78,0.77,0.77,0.77,0.77,0.77,0.77,0.76,0.76,0.76,0.76,0.76,0.76,0.75,0.75,0.75,0.75,0.75,0.75,0.74,0.74,0.74,0.74,0.74,0.74,0.74,0.73,0.73,0.73,0.73,0.73,0.73,0.73,0.72,0.72,0.72,0.72,0.72,0.72,0.72,0.72,0.72,0.71,0.71,0.71,0.71,0.71,0.71,0.71,0.71,0.71,0.7,0.7,0.7,0.7,{"$error":"#N/A"},{"$error":"#N/A"},{"$error":"#N/A"},{"$error":"#N/A"},{"$error":"#N/A"},{"$error":"#N/A"},{"$error":"#N/A"},{"$error":"#N/A"},{"$error":"#N/A"},{"$error":"#N/A"}]
["R22",-1,259,{"$error":"#N/A"},{"$error":"#N/A"},{"$error":"#N/A"},{"$error":"#N/A"},{"$error":"#N/A"},{"$error":"#N/A"},{"$error":"#N/A"},{"$error":"#N/A"},{"$error":"#N/A"},{"$error":"#N/A"},{"$error":"#N/A"},{"$error":"#N/A"},{"$error":"#N/A"},{"$error":"#N/A"},{"$error":"#N/A"},{"$error":"#N/A"},{"$error":"#N/A"},{"$error":"#N/A"},{"$error":"#N/A"},{"$error":"#N/A"},{"$error":"#N/A"},{"$error":"#N/A"},{"$error":"#N/A"},{"$error":"#N/A"},{"$error":"#N/A"},{"$error":"#N/A"},{"$error":"#N/A"},{"$error":"#N/A"},{"$error":"#N/A"},{"$error":"#N/A"},0.86,0.86,0.85,0.85,0.85,0.85,0.84,0.84,0.84,0.84,0.84,0.83,0.83,0.83,0.83,0.82,0.82,0.82,0.82,0.82,0.81,0.81,0.81,0.81,0.81,0.8,0.8,0.8,0.8,0.8,0.79,0.79,0.79,0.79,0.79,0.78,0.78,0.78,0.78,0.78,0.77,0.77,0.77,0.77,0.77,0.77,0.76,0.76,0.76,0.76,0.76,0.76,0.75,0.75,0.75,0.75,0.75,0.75,0.75,0.74,0.74,0.74,0.74,0.74,0.74,0.74,0.73,0.73,0.73,0.73,0.73,0.73,0.73,0.72,0.72,0.72,0.72,0.72,0.72,0.72,0.72,0.72,0.71,0.71,0.71,0.71,0.71,0.71,0.71,0.71,0.71,{"$error":"#N/A"},{"$error":"#N/A"},{"$error":"#N/A"},{"$error":"#N/A"},{"$error":"#N/A"},{"$error":"#N/A"},{"$error":"#N/A"},{"$error":"#N/A"},{"$error":"#N/A"},{"$error":"#N/A"}]
["R22",0,260,{"$error":"#N/A"},{"$error":"#N/A"},{"$error":"#N/A"},{"$error":"#N/A"},{"$error":"#N/A"},{"$error":"#N/A"},{"$error":"#N/A"},{"$error":"#N/A"},{"$error":"#N/A"},{"$error":"#N/A"},{"$error":"#N/A"},{"$error":"#N/A"},{"$error":"#N/A"},{"$error":"#N/A"},{"$error":"#N/A"},{"$error":"#N/A"},{"$error":"#N/A"},{"$error":"#N/A"},{"$error":"#N/A"},{"$error":"#N/A"},{"$error":"#N/A"},{"$error":"#N/A"},{"$error":"#N/A"},{"$error":"#N/A"},{"$error":"#N/A"},{"$error":"#N/A"},{"$error":"#N/A"},{"$error":"#N/A"},{"$error":"#N/A"},{"$error":"#N/A"},0.87,0.86,0.86,0.86,0.86,0.85,0.85,0.85,0.85,0.84,0.84,0.84,0.84,0.84,0.83,0.83,0.83,0.83,0.82,0.82,0.82,0.82,0.82,0.81,0.81,0.81,0.81,0.81,0.8,0.8,0.8,0.8,0.8,0.79,0.79,0.79,0.79,0.79,0.78,0.78,0.78,0.78,0.78,0.78,0.77,0.77,0.77,0.77,0.77,0.76,0.76,0.76,0.76,0.76,0.76,0.76,0.75,0.75,0.75,0.75,0.75,0.75,0.74,0.74,0.74,0.74,0.74,0.74,0.74,0.74,0.73,0.73,0.73,0.73,0.73,0.73,0.73,0.72,0.72,0.72,0.72,0.72,0.72,0.72,0.72,0.72,0.71,0.71,0.71,0.71,0.71,{"$error":"#N/A"},{"$error":"#N/A"},{"$error":"#N/A"},{"$error":"#N/A"},{"$error":"#N/A"},{"$error":"#N/A"},{"$error":"#N/A"},{"$error":"#N/A"},{"$error":"#N/A"},{"$error":"#N/A"}]
["R22",1,261,{"$error":"#N/A"},{"$error":"#N/A"},{"$error":"#N/A"},{"$error":"#N/A"},{"$error":"#N/A"},{"$error":"#N/A"},{"$error":"#N/A"},{"$error":"#N/A"},{"$error":"#N/A"},{"$error":"#N/A"},{"$error":"#N/A"},{"$error":"#N/A"},{"$error":"#N/A"},{"$error":"#N/A"},{"$error":"#N/A"},{"$error":"#N/A"},{"$error":"#N/A"},{"$error":"#N/A"},{"$error":"#N/A"},{"$error":"#N/A"},{"$error":"#N/A"},{"$error":"#N/A"},{"$error":"#N/A"},{"$error":"#N/A"},{"$error":"#N/A"},{"$error":"#N/A"},{"$error":"#N/A"},{"$error":"#N/A"},{"$error":"#N/A"},{"$error":"#N/A"},0.87,0.87,0.87,0.87,0.86,0.86,0.86,0.86,0.85,0.85,0.85,0.85,0.84,0.84,0.84,0.84,0.83,0.83,0.83,0.83,0.83,0.82,0.82,0.82,0.82,0.82,0.81,0.81,0.81,0.81,0.81,0.8,0.8,0.8,0.8,0.8,0.79,0.79,0.79,0.79,0.79,0.78,0.78,0.78,0.78,0.78,0.78,0.77,0.77,0.77,0.77,0.77,0.77,0.76,0.76,0.76,0.76,0.76,0.76,0.75,0.75,0.75,0.75,0.75,0.75,0.75,0.74,0.74,0.74,0.74,0.74,0.74,0.74,0.74,0.73,0.73,0.73,0.73,0.73,0.73,0.73,0.73,0.72,0.72,0.72,0.72,0.72,0.72,0.72,0.72,0.72,{"$error":"#N/A"},{"$error":"#N/A"},{"$error":"#N/A"},{"$error":"#N/A"},{"$error":"#N/A"},{"$error":"#N/A"},{"$error":"#N/A"},{"$error":"#N/A"},{"$error":"#N/A"},{"$error":"#N/A"}]
["R22",2,262,{"$error":"#N/A"},{"$error":"#N/A"},{"$error":"#N/A"},{"$error":"#N/A"},{"$error":"#N/A"},{"$error":"#N/A"},{"$error":"#N/A"},{"$error":"#N/A"},{"$error":"#N/A"},{"$error":"#N/A"},{"$error":"#N/A"},{"$error":"#N/A"},{"$error":"#N/A"},{"$error":"#N/A"},{"$error":"#N/A"},{"$error":"#N/A"},{"$error":"#N/A"},{"$error":"#N/A"},{"$error":"#N/A"},{"$error":"#N/A"},{"$error":"#N/A"},{"$error":"#N/A"},{"$error":"#N/A"},{"$error":"#N/A"},{"$error":"#N/A"},{"$error":"#N/A"},{"$error":"#N/A"},{"$error":"#N/A"},{"$error":"#N/A"},{"$error":"#N/A"},0.88,0.88,0.87,0.87,0.87,0.87,0.86,0.86,0.86,0.86,0.86,0.85,0.85,0.85,0.85,0.84,0.84,0.84,0.84,0.83,0.83,0.83,0.83,0.83,0.82,0.82,0.82,0.82,0.82,0.81,0.81,0.81,0.81,0.81,0.8,0.8,0.8,0.8,0.8,0.79,0.79,0.79,0.79,0.79,0.78,0.78,0.78,0.78,0.78,0.78,0.77,0.77,0.77,0.77,0.77,0.77,0.76,0.76,0.76,0.76,0.76,0.76,0.76,0.75,0.75,0.75,0.75,0.75,0.75,0.75,0.74,0.74,0.74,0.74,0.74,0.74,0.74,0.74,0.73,0.73,0.73,0.73,0.73,0.73,0.73,0.73,0.72,0.72,0.72,0.72,0.72,{"$error":"#N/A"},{"$error":"#N/A"},{"$error":"#N/A"},{"$error":"#N/A"},{"$error":"#N/A"},{"$error":"#N/A"},{"$error":"#N/A"},{"$error":"#N/A"},{"$error":"#N/A"},{"$error":"#N/A"}]
["R22",3,263,{"$error":"#N/A"},{"$error":"#N/A"},{"$error":"#N/A"},{"$error":"#N/A"},{"$error":"#N/A"},{"$error":"#N/A"},{"$error":"#N/A"},{"$error":"#N/A"},{"$error":"#N/A"},{"$error":"#N/A"},{"$error":"#N/A"},{"$error":"#N/A"},{"$error":"#N/A"},{"$error":"#N/A"},{"$error":"#N/A"},{"$error":"#N/A"},{"$error":"#N/A"},{"$error":"#N/A"},{"$error":"#N/A"},{"$error":"#N/A"},{"$error":"#N/A"},{"$error":"#N/A"},{"$error":"#N/A"},{"$error":"#N/A"},{"$error":"#N/A"},{"$error":"#N/A"},{"$error":"#N/A"},{"$error":"#N/A"},{"$error":"#N/A"},{"$error":"#N/A"},0.89,0.88,0.88,0.88,0.88,0.87,0.87,0.87,0.87,0.86,0.86,0.86,0.86,0.86,0.85,0.85,0.85,0.85,0.84,0.84,0.84,0.84,0.83,0.83,0.83,0.83,0.83,0.82,0.82,0.82,0.82,0.82,0.81,0.81,0.81,0.81,0.81,0.8,0.8,0.8,0.8,0.8,0.79,0.79,0.79,0.79,0.79,0.79,0.78,0.78,0.78,0.78,0.78,0.78,0.77,0.77,0.77,0.77,0.77,0.77,0.76,0.76,0.76,0.76,0.76,0.76,0.76,0.75,0.75,0.75,0.75,0.75,0.75,0.75,0.74,0.74,0.74,0.74,0.74,0.74,0.74,0.74,0.73,0.73,0.73,0.73,0.73,0.73,0.73,0.73,0.73,{"$error":"#N/A"},{"$error":"#N/A"},{"$error":"#N/A"},{"$error":"#N/A"},{"$error":"#N/A"},{"$error":"#N/A"},{"$error":"#N/A"},{"$error":"#N/A"},{"$error":"#N/A"},{"$error":"#N/A"}]
["R22",4,264,{"$error":"#N/A"},{"$error":"#N/A"},{"$error":"#N/A"},{"$error":"#N/A"},{"$error":"#N/A"},{"$error":"#N/A"},{"$error":"#N/A"},{"$error":"#N/A"},{"$error":"#N/A"},{"$error":"#N/A"},{"$error":"#N/A"},{"$error":"#N/A"},{"$error":"#N/A"},{"$error":"#N/A"},{"$error":"#N/A"},{"$error":"#N/A"},{"$error":"#N/A"},{"$error":"#N/A"},{"$error":"#N/A"},{"$error":"#N/A"},{"$error":"#N/A"},{"$error":"#N/A"},{"$error":"#N/A"},{"$error":"#N/A"},{"$error":"#N/A"},{"$error":"#N/A"},{"$error":"#N/A"},{"$error":"#N/A"},{"$error":"#N/A"},{"$error":"#N/A"},0.89,0.89,0.89,0.89,0.88,0.88,0.88,0.88,0.87,0.87,0.87,0.87,0.86,0.86,0.86,0.86,0.85,0.85,0.85,0.85,0.85,0.84,0.84,0.84,0.84,0.83,0.83,0.83,0.83,0.83,0.82,0.82,0.82,0.82,0.82,0.81,0.81,0.81,0.81,0.81,0.8,0.8,0.8,0.8,0.8,0.79,0.79,0.79,0.79,0.79,0.79,0.78,0.78,0.78,0.78,0.78,0.78,0.77,0.77,0.77,0.77,0.77,0.77,0.77,0.76,0.76,0.76,0.76,0.76,0.76,0.76,0.75,0.75,0.75,0.75,0.75,0.75,0.75,0.74,0.74,0.74,0.74,0.74,0.74,0.74,0.74,0.74,0.73,0.73,0.73,0.73,{"$error":"#N/A"},{"$error":"#N/A"},{"$error":"#N/A"},{"$error":"#N/A"},{"$error":"#N/A"},{"$error":"#N/A"},{"$error":"#N/A"},{"$error":"#N/A"},{"$error":"#N/A"},{"$error":"#N/A"}]
["R22",5,265,{"$error":"#N/A"},{"$error":"#N/A"},{"$error":"#N/A"},{"$error":"#N/A"},{"$error":"#N/A"},{"$error":"#N/A"},{"$error":"#N/A"},{"$error":"#N/A"},{"$error":"#N/A"},{"$error":"#N/A"},{"$error":"#N/A"},{"$error":"#N/A"},{"$error":"#N/A"},{"$error":"#N/A"},{"$error":"#N/A"},{"$error":"#N/A"},{"$error":"#N/A"},{"$error":"#N/A"},{"$error":"#N/A"},{"$error":"#N/A"},{"$error":"#N/A"},{"$error":"#N/A"},{"$error":"#N/A"},{"$error":"#N/A"},{"$error":"#N/A"},{"$error":"#N/A"},{"$error":"#N/A"},{"$error":"#N/A"},{"$error":"#N/A"},{"$error":"#N/A"},0.9,0.9,0.9,0.89,0.89,0.89,0.89,0.88,0.88,0.88,0.88,0.87,0.87,0.87,0.87,0.86,0.86,0.86,0.86,0.85,0.85,0.85,0.85,0.85,0.84,0.84,0.84,0.84,0.83,0.83,0.83,0.83,0.83,0.82,0.82,0.82,0.82,0.82,0.81,0.81,0.81,0.81,0.81,0.8,0.8,0.8,0.8,0.8,0.8,0.79,0.79,0.79,0.79,0.79,0.79,0.78,0.78,0.78,0.78,0.78,0.78,0.77,0.77,0.77,0.77,0.77,0.77,0.76,0.76,0.76,0.76,0.76,0.76,0.76,0.76,0.75,0.75,0.75,0.75,0.75,0.75,0.75,0.75,0.74,0.74,0.74,0.74,0.74,0.74,0.74,0.74,{"$error":"#N/A"},{"$error":"#N/A"},{"$error":"#N/A"},{"$error":"#N/A"},{"$error":"#N/A"},{"$error":"#N/A"},{"$error":"#N/A"},{"$error":"#N/A"},{"$error":"#N/A"},{"$error":"#N/A"}]
["R22",6,266,{"$error":"#N/A"},{"$error":"#N/A"},{"$error":"#N/A"},{"$error":"#N/A"},{"$error":"#N/A"},{"$error":"#N/A"},{"$error":"#N/A"},{"$error":"#N/A"},{"$error":"#N/A"},{"$error":"#N/A"},{"$error":"#N/A"},{"$error":"#N/A"},{"$error":"#N/A"},{"$error":"#N/A"},{"$error":"#N/A"},{"$error":"#N/A"},{"$error":"#N/A"},{"$error":"#N/A"},{"$error":"#N/A"},{"$error":"#N/A"},{"$error":"#N/A"},{"$error":"#N/A"},{"$error":"#N/A"},{"$error":"#N/A"},{"$error":"#N/A"},{"$error":"#N/A"},{"$error":"#N/A"},{"$error":"#N/A"},{"$error":"#N/A"},{"$error":"#N/A"},0.91,0.91,0.9,0.9,0.9,0.9,0.89,0.89,0.89,0.89,0.88,0.88,0.88,0.88,0.87,0.87,0.87,0.87,0.86,0.86,0.86,0.86,0.85,0.85,0.85,0.85,0.85,0.84,0.84,0.84,0.84,0.84,0.83,0.83,0.83,0.83,0.82,0.82,0.82,0.82,0.82,0.81,0.81,0.81,0.81,0.81,0.81,0.8,0.8,0.8,0.8,0.8,0.79,0.79,0.79,0.79,0.79,0.79,0.78,0.78,0.78,0.78,0.78,0.78,0.77,0.77,0.77,0.77,0.77,0.77,0.77,0.76,0.76,0.76,0.76,0.76,0.76,0.76,0.76,0.75,0.75,0.75,0.75,0.75,0.75,0.75,0.75,0.74,0.74,0.74,0.74,{"$error":"#N/A"},{"$error":"#N/A"},{"$error":"#N/A"},{"$error":"#N/A"},{"$error":"#N/A"},{"$error":"#N/A"},{"$error":"#N/A"},{"$error":"#N/A"},{"$error":"#N/A"},{"$error":"#N/A"}]
["R22",7,267,{"$error":"#N/A"},{"$error":"#N/A"},{"$error":"#N/A"},{"$error":"#N/A"},{"$error":"#N/A"},{"$error":"#N/A"},{"$error":"#N/A"},{"$error":"#N/A"},{"$error":"#N/A"},{"$error":"#N/A"},{"$error":"#N/A"},{"$error":"#N/A"},{"$error":"#N/A"},{"$error":"#N/A"},{"$error":"#N/A"},{"$error":"#N/A"},{"$error":"#N/A"},{"$error":"#N/A"},{"$error":"#N/A"},{"$error":"#N/A"},{"$error":"#N/A"},{"$error":"#N/A"},{"$error":"#N/A"},{"$error":"#N/A"},{"$error":"#N/A"},{"$error":"#N/A"},{"$error":"#N/A"},{"$error":"#N/A"},{"$error":"#N/A"},{"$error":"#N/A"},0.92,0.91,0.91,0.91,0.91,0.9,0.9,0.9,0.9,0.89,0.89,0.89,0.89,0.88,0.88,0.88,0.88,0.87,0.87,0.87,0.87,0.86,0.86,0.86,0.86,0.86,0.85,0.85,0.85,0.85,0.84,0.84,0.84,0.84,0.84,0.83,0.83,0.83,0.83,0.83,0.82,0.82,0.82,0.82,0.82,0.81,0.81,0.81,0.81,0.81,0.8,0.8,0.8,0.8,0.8,0.8,0.79,0.79,0.79,0.79,0.79,0.79,0.78,0.78,0.78,0.78,0.78,0.78,0.77,0.77,0.77,0.77,0.77,0.77,0.77,0.76,0.76,0.76,0.76,0.76,0.76,0.76,0.76,0.75,0.75,0.75,0.75,0.75,0.75,0.75,0.75,{"$error":"#N/A"},{"$error":"#N/A"},{"$error":"#N/A"},{"$error":"#N/A"},{"$error":"#N/A"},{"$error":"#N/A"},{"$error":"#N/A"},{"$error":"#N/A"},{"$error":"#N/A"},{"$error":"#N/A"}]
["R22",8,268,{"$error":"#N/A"},{"$error":"#N/A"},{"$error":"#N/A"},{"$error":"#N/A"},{"$error":"#N/A"},{"$error":"#N/A"},{"$error":"#N/A"},{"$error":"#N/A"},{"$error":"#N/A"},{"$error":"#N/A"},{"$error":"#N/A"},{"$error":"#N/A"},{"$error":"#N/A"},{"$error":"#N/A"},{"$error":"#N/A"},{"$error":"#N/A"},{"$error":"#N/A"},{"$error":"#N/A"},{"$error":"#N/A"},{"$error":"#N/A"},{"$error":"#N/A"},{"$error":"#N/A"},{"$error":"#N/A"},{"$error":"#N/A"},{"$error":"#N/A"},{"$error":"#N/A"},{"$error":"#N/A"},{"$error":"#N/A"},{"$error":"#N/A"},{"$error":"#N/A"},0.93,0.92,0.92,0.92,0.91,0.91,0.91,0.91,0.9,0.9,0.9,0.9,0.89,0.89,0.89,0.89,0.88,0.88,0.88,0.88,0.87,0.87,0.87,0.87,0.86,0.86,0.86,0.86,0.86,0.85,0.85,0.85,0.85,0.84,0.84,0.84,0.84,0.84,0.83,0.83,0.83,0.83,0.83,0.82,0.82,0.82,0.82,0.82,0.81,0.81,0.81,0.81,0.81,0.81,0.8,0.8,0.8,0.8,0.8,0.79,0.79,0.79,0.79,0.79,0.79,0.79,0.78,0.78,0.78,0.78,0.78,0.78,0.77,0.77,0.77,0.77,0.77,0.77,0.77,0.77,0.76,0.76,0.76,0.76,0.76,0.76,0.76,0.76,0.75,0.75,0.75,{"$error":"#N/A"},{"$error":"#N/A"},{"$error":"#N/A"},{"$error":"#N/A"},{"$error":"#N/A"},{"$error":"#N/A"},{"$error":"#N/A"},{"$error":"#N/A"},{"$error":"#N/A"},{"$error":"#N/A"}]
["R22",9,269,{"$error":"#N/A"},{"$error":"#N/A"},{"$error":"#N/A"},{"$error":"#N/A"},{"$error":"#N/A"},{"$error":"#N/A"},{"$error":"#N/A"},{"$error":"#N/A"},{"$error":"#N/A"},{"$error":"#N/A"},{"$error":"#N/A"},{"$error":"#N/A"},{"$error":"#N/A"},{"$error":"#N/A"},{"$error":"#N/A"},{"$error":"#N/A"},{"$error":"#N/A"},{"$error":"#N/A"},{"$error":"#N/A"},{"$error":"#N/A"},{"$error":"#N/A"},{"$error":"#N/A"},{"$error":"#N/A"},{"$error":"#N/A"},{"$error":"#N/A"},{"$error":"#N/A"},{"$error":"#N/A"},{"$error":"#N/A"},{"$error":"#N/A"},{"$error":"#N/A"},0.93,0.93,0.93,0.93,0.92,0.92,0.92,0.91,0.91,0.91,0.91,0.9,0.9,0.9,0.9,0.89,0.89,0.89,0.89,0.88,0.88,0.88,0.88,0.87,0.87,0.87,0.87,0.86,0.86,0.86,0.86,0.86,0.85,0.85,0.85,0.85,0.84,0.84,0.84,0.84,0.84,0.83,0.83,0.83,0.83,0.83,0.82,0.82,0.82,0.82,0.82,0.82,0.81,0.81,0.81,0.81,0.81,0.8,0.8,0.8,0.8,0.8,0.8,0.79,0.79,0.79,0.79,0.79,0.79,0.79,0.78,0.78,0.78,0.78,0.78,0.78,0.77,0.77,0.77,0.77,0.77,0.77,0.77,0.77,0.76,0.76,0.76,0.76,0.76,0.76,0.76,{"$error":"#N/A"},{"$error":"#N/A"},{"$error":"#N/A"},{"$error":"#N/A"},{"$error":"#N/A"},{"$error":"#N/A"},{"$error":"#N/A"},{"$error":"#N/A"},{"$error":"#N/A"},{"$error":"#N/A"}]
["R22",10,270,{"$error":"#N/A"},{"$error":"#N/A"},{"$error":"#N/A"},{"$error":"#N/A"},{"$error":"#N/A"},{"$error":"#N/A"},{"$error":"#N/A"},{"$error":"#N/A"},{"$error":"#N/A"},{"$error":"#N/A"},{"$error":"#N/A"},{"$error":"#N/A"},{"$error":"#N/A"},{"$error":"#N/A"},{"$error":"#N/A"},{"$error":"#N/A"},{"$error":"#N/A"},{"$error":"#N/A"},{"$error":"#N/A"},{"$error":"#N/A"},{"$error":"#N/A"},{"$error":"#N/A"},{"$error":"#N/A"},{"$error":"#N/A"},{"$error":"#N/A"},{"$error":"#N/A"},{"$error":"#N/A"},{"$error":"#N/A"},{"$error":"#N/A"},{"$error":"#N/A"},0.94,0.94,0.94,0.93,0.93,0.93,0.92,0.92,0.92,0.92,0.91,0.91,0.91,0.91,0.9,0.9,0.9,0.9,0.89,0.89,0.89,0.89,0.88,0.88,0.88,0.88,0.87,0.87,0.87,0.87,0.86,0.86,0.86,0.86,0.86,0.85,0.85,0.85,0.85,0.85,0.84,0.84,0.84,0.84,0.83,0.83,0.83,0.83,0.83,0.83,0.82,0.82,0.82,0.82,0.82,0.81,0.81,0.81,0.81,0.81,0.81,0.8,0.8,0.8,0.8,0.8,0.8,0.79,0.79,0.79,0.79,0.79,0.79,0.79,0.78,0.78,0.78,0.78,0.78,0.78,0.78,0.77,0.77,0.77,0.77,0.77,0.77,0.77,0.77,0.76,0.76,{"$error":"#N/A"},{"$error":"#N/A"},{"$error":"#N/A"},{"$error":"#N/A"},{"$error":"#N/A"},{"$error":"#N/A"},{"$error":"#N/A"},{"$error":"#N/A"},{"$error":"#N/A"},{"$error":"#N/A"}]
["R22",11,271,{"$error":"#N/A"},{"$error":"#N/A"},{"$error":"#N/A"},{"$error":"#N/A"},{"$error":"#N/A"},{"$error":"#N/A"},{"$error":"#N/A"},{"$error":"#N/A"},{"$error":"#N/A"},{"$error":"#N/A"},{"$error":"#N/A"},{"$error":"#N/A"},{"$error":"#N/A"},{"$error":"#N/A"},{"$error":"#N/A"},{"$error":"#N/A"},{"$error":"#N/A"},{"$error":"#N/A"},{"$error":"#N/A"},{"$error":"#N/A"},{"$error":"#N/A"},{"$error":"#N/A"},{"$error":"#N/A"},{"$error":"#N/A"},{"$error":"#N/A"},{"$error":"#N/A"},{"$error":"#N/A"},{"$error":"#N/A"},{"$error":"#N/A"},{"$error":"#N/A"},0.95,0.95,0.94,0.94,0.94,0.94,0.93,0.93,0.93,0.92,0.92,0.92,0.92,0.91,0.91,0.91,0.91,0.9,0.9,0.9,0.9,0.89,0.89,0.89,0.89,0.88,0.88,0.88,0.88,0.87,0.87,0.87,0.87,0.87,0.86,0.86,0.86,0.86,0.85,0.85,0.85,0.85,0.85,0.84,0.84,0.84,0.84,0.84,0.83,0.83,0.83,0.83,0.83,0.82,0.82,0.82,0.82,0.82,0.82,0.81,0.81,0.81,0.81,0.81,0.81,0.8,0.8,0.8,0.8,0.8,0.8,0.79,0.79,0.79,0.79,0.79,0.79,0.79,0.78,0.78,0.78,0.78,0.78,0.78,0.78,0.77,0.77,0.77,0.77,0.77,0.77,{"$error":"#N/A"},{"$error":"#N/A"},{"$error":"#N/A"},{"$error":"#N/A"},{"$error":"#N/A"},{"$error":"#N/A"},{"$error":"#N/A"},{"$error":"#N/A"},{"$error":"#N/A"},{"$error":"#N/A"}]
["R22",12,272,{"$error":"#N/A"},{"$error":"#N/A"},{"$error":"#N/A"},{"$error":"#N/A"},{"$error":"#N/A"},{"$error":"#N/A"},{"$error":"#N/A"},{"$error":"#N/A"},{"$error":"#N/A"},{"$error":"#N/A"},{"$error":"#N/A"},{"$error":"#N/A"},{"$error":"#N/A"},{"$error":"#N/A"},{"$error":"#N/A"},{"$error":"#N/A"},{"$error":"#N/A"},{"$error":"#N/A"},{"$error":"#N/A"},{"$error":"#N/A"},{"$error":"#N/A"},{"$error":"#N/A"},{"$error":"#N/A"},{"$error":"#N/A"},{"$error":"#N/A"},{"$error":"#N/A"},{"$error":"#N/A"},{"$error":"#N/A"},{"$error":"#N/A"},{"$error":"#N/A"},0.96,0.96,0.95,0.95,0.95,0.94,0.94,0.94,0.94,0.93,0.93,0.93,0.92,0.92,0.92,0.92,0.91,0.91,0.91,0.91,0.9,0.9,0.9,0.9,0.89,0.89,0.89,0.89,0.88,0.88,0.88,0.88,0.87,0.87,0.87,0.87,0.87,0.86,0.86,0.86,0.86,0.85,0.85,0.85,0.85,0.85,0.84,0.84,0.84,0.84,0.84,0.83,0.83,0.83,0.83,0.83,0.83,0.82,0.82,0.82,0.82,0.82,0.81,0.81,0.81,0.81,0.81,0.81,0.8,0.8,0.8,0.8,0.8,0.8,0.8,0.79,0.79,0.79,0.79,0.79,0.79,0.79,0.78,0.78,0.78,0.78,0.78,0.78,0.78,0.78,0.77,{"$error":"#N/A"},{"$error":"#N/A"},{"$error":"#N/A"},{"$error":"#N/A"},{"$error":"#N/A"},{"$error":"#N/A"},{"$error":"#N/A"},{"$error":"#N/A"},{"$error":"#N/A"},{"$error":"#N/A"}]
["R22",13,273,{"$error":"#N/A"},{"$error":"#N/A"},{"$error":"#N/A"},{"$error":"#N/A"},{"$error":"#N/A"},{"$error":"#N/A"},{"$error":"#N/A"},{"$error":"#N/A"},{"$error":"#N/A"},{"$error":"#N/A"},{"$error":"#N/A"},{"$error":"#N/A"},{"$error":"#N/A"},{"$error":"#N/A"},{"$error":"#N/A"},{"$error":"#N/A"},{"$error":"#N/A"},{"$error":"#N/A"},{"$error":"#N/A"},{"$error":"#N/A"},{"$error":"#N/A"},{"$error":"#N/A"},{"$error":"#N/A"},{"$error":"#N/A"},{"$error":"#N/A"},{"$error":"#N/A"},{"$error":"#N/A"},{"$error":"#N/A"},{"$error":"#N/A"},{"$error":"#N/A"},0.97,0.96,0.96,0.96,0.96,0.95,0.95,0.95,0.94,0.94,0.94,0.94,0.93,0.93,0.93,0.92,0.92,0.92,0.92,0.91,0.91,0.91,0.91,0.9,0.9,0.9,0.9,0.89,0.89,0.89,0.89,0.88,0.88,0.88,0.88,0.88,0.87,0.87,0.87,0.87,0.86,0.86,0.86,0.86,0.86,0.85,0.85,0.85,0.85,0.85,0.84,0.84,0.84,0.84,0.84,0.83,0.83,0.83,0.83,0.83,0.82,0.82,0.82,0.82,0.82,0.82,0.81,0.81,0.81,0.81,0.81,0.81,0.8,0.8,0.8,0.8,0.8,0.8,0.8,0.79,0.79,0.79,0.79,0.79,0.79,0.79,0.79,0.78,0.78,0.78,0.78,{"$error":"#N/A"},{"$error":"#N/A"},{"$error":"#N/A"},{"$error":"#N/A"},{"$error":"#N/A"},{"$error":"#N/A"},{"$error":"#N/A"},{"$error":"#N/A"},{"$error":"#N/A"},{"$error":"#N/A"}]
["R22",14,274,{"$error":"#N/A"},{"$error":"#N/A"},{"$error":"#N/A"},{"$error":"#N/A"},{"$error":"#N/A"},{"$error":"#N/A"},{"$error":"#N/A"},{"$error":"#N/A"},{"$error":"#N/A"},{"$error":"#N/A"},{"$error":"#N/A"},{"$error":"#N/A"},{"$error":"#N/A"},{"$error":"#N/A"},{"$error":"#N/A"},{"$error":"#N/A"},{"$error":"#N/A"},{"$error":"#N/A"},{"$error":"#N/A"},{"$error":"#N/A"},{"$error":"#N/A"},{"$error":"#N/A"},{"$error":"#N/A"},{"$error":"#N/A"},{"$error":"#N/A"},{"$error":"#N/A"},{"$error":"#N/A"},{"$error":"#N/A"},{"$error":"#N/A"},{"$error":"#N/A"},0.98,0.97,0.97,0.97,0.96,0.96,0.96,0.96,0.95,0.95,0.95,0.94,0.94,0.94,0.94,0.93,0.93,0.93,0.92,0.92,0.92,0.92,0.91,0.91,0.91,0.91,0.9,0.9,0.9,0.9,0.89,0.89,0.89,0.89,0.88,0.88,0.88,0.88,0.88,0.87,0.87,0.87,0.87,0.86,0.86,0.86,0.86,0.86,0.85,0.85,0.85,0.85,0.85,0.84,0.84,0.84,0.84,0.84,0.83,0.83,0.83,0.83,0.83,0.83,0.82,0.82,0.82,0.82,0.82,0.82,0.81,0.81,0.81,0.81,0.81,0.81,0.81,0.8,0.8,0.8,0.8,0.8,0.8,0.8,0.79,0.79,0.79,0.79,0.79,0.79,0.79,{"$error":"#N/A"},{"$error":"#N/A"},{"$error":"#N/A"},{"$error":"#N/A"},{"$error":"#N/A"},{"$error":"#N/A"},{"$error":"#N/A"},{"$error":"#N/A"},{"$error":"#N/A"},{"$error":"#N/A"}]
["R22",15,275,{"$error":"#N/A"},{"$error":"#N/A"},{"$error":"#N/A"},{"$error":"#N/A"},{"$error":"#N/A"},{"$error":"#N/A"},{"$error":"#N/A"},{"$error":"#N/A"},{"$error":"#N/A"},{"$error":"#N/A"},{"$error":"#N/A"},{"$error":"#N/A"},{"$error":"#N/A"},{"$error":"#N/A"},{"$error":"#N/A"},{"$error":"#N/A"},{"$error":"#N/A"},{"$error":"#N/A"},{"$error":"#N/A"},{"$error":"#N/A"},{"$error":"#N/A"},{"$error":"#N/A"},{"$error":"#N/A"},{"$error":"#N/A"},{"$error":"#N/A"},{"$error":"#N/A"},{"$error":"#N/A"},{"$error":"#N/A"},{"$error":"#N/A"},{"$error":"#N/A"},0.99,0.98,0.98,0.98,0.97,0.97,0.97,0.96,0.96,0.96,0.96,0.95,0.95,0.95,0.94,0.94,0.94,0.94,0.93,0.93,0.93,0.92,0.92,0.92,0.92,0.91,0.91,0.91,0.91,0.9,0.9,0.9,0.9,0.89,0.89,0.89,0.89,0.89,0.88,0.88,0.88,0.88,0.87,0.87,0.87,0.87,0.87,0.86,0.86,0.86,0.86,0.86,0.85,0.85,0.85,0.85,0.85,0.84,0.84,0.84,0.84,0.84,0.83,0.83,0.83,0.83,0.83,0.83,0.82,0.82,0.82,0.82,0.82,0.82,0.81,0.81,0.81,0.81,0.81,0.81,0.81,0.8,0.8,0.8,0.8,0.8,0.8,0.8,0.8,0.79,0.79,{"$error":"#N/A"},{"$error":"#N/A"},{"$error":"#N/A"},{"$error":"#N/A"},{"$error":"#N/A"},{"$error":"#N/A"},{"$error":"#N/A"},{"$error":"#N/A"},{"$error":"#N/A"},{"$error":"#N/A"}]
["R22",16,276,{"$error":"#N/A"},{"$error":"#N/A"},{"$error":"#N/A"},{"$error":"#N/A"},{"$error":"#N/A"},{"$error":"#N/A"},{"$error":"#N/A"},{"$error":"#N/A"},{"$error":"#N/A"},{"$error":"#N/A"},{"$error":"#N/A"},{"$error":"#N/A"},{"$error":"#N/A"},{"$error":"#N/A"},{"$error":"#N/A"},{"$error":"#N/A"},{"$error":"#N/A"},{"$error":"#N/A"},{"$error":"#N/A"},{"$error":"#N/A"},{"$error":"#N/A"},{"$error":"#N/A"},{"$error":"#N/A"},{"$error":"#N/A"},{"$error":"#N/A"},{"$error":"#N/A"},{"$error":"#N/A"},{"$error":"#N/A"},{"$error":"#N/A"},{"$error":"#N/A"},0.99,0.99,0.99,0.99,0.98,0.98,0.98,0.97,0.97,0.97,0.96,0.96,0.96,0.96,0.95,0.95,0.95,0.94,0.94,0.94,0.94,0.93,0.93,0.93,0.93,0.92,0.92,0.92,0.91,0.91,0.91,0.91,0.9,0.9,0.9,0.9,0.9,0.89,0.89,0.89,0.89,0.88,0.88,0.88,0.88,0.87,0.87,0.87,0.87,0.87,0.86,0.86,0.86,0.86,0.86,0.85,0.85,0.85,0.85,0.85,0.84,0.84,0.84,0.84,0.84,0.84,0.83,0.83,0.83,0.83,0.83,0.83,0.82,0.82,0.82,0.82,0.82,0.82,0.82,0.81,0.81,0.81,0.81,0.81,0.81,0.81,0.8,0.8,0.8,0.8,0.8,{"$error":"#N/A"},{"$error":"#N/A"},{"$error":"#N/A"},{"$error":"#N/A"},{"$error":"#N/A"},{"$error":"#N/A"},{"$error":"#N/A"},{"$error":"#N/A"},{"$error":"#N/A"},{"$error":"#N/A"}]
["R22",17,277,{"$error":"#N/A"},{"$error":"#N/A"},{"$error":"#N/A"},{"$error":"#N/A"},{"$error":"#N/A"},{"$error":"#N/A"},{"$error":"#N/A"},{"$error":"#N/A"},{"$error":"#N/A"},{"$error":"#N/A"},{"$error":"#N/A"},{"$error":"#N/A"},{"$error":"#N/A"},{"$error":"#N/A"},{"$error":"#N/A"},{"$error":"#N/A"},{"$error":"#N/A"},{"$error":"#N/A"},{"$error":"#N/A"},{"$error":"#N/A"},{"$error":"#N/A"},{"$error":"#N/A"},{"$error":"#N/A"},{"$error":"#N/A"},{"$error":"#N/A"},{"$error":"#N/A"},{"$error":"#N/A"},{"$error":"#N/A"},{"$error":"#N/A"},{"$error":"#N/A"},1,1,1,0.99,0.99,0.99,0.99,0.98,0.98,0.98,0.97,0.97,0.97,0.96,0.96,0.96,0.96,0.95,0.95,0.95,0.94,0.94,0.94,0.94,0.93,0.93,0.93,0.93,0.92,0.92,0.92,0.92,0.91,0.91,0.91,0.91,0.9,0.9,0.9,0.9,0.89,0.89,0.89,0.89,0.88,0.88,0.88,0.88,0.88,0.87,0.87,0.87,0.87,0.87,0.86,0.86,0.86,0.86,0.86,0.85,0.85,0.85,0.85,0.85,0.84,0.84,0.84,0.84,0.84,0.84,0.83,0.83,0.83,0.83,0.83,0.83,0.82,0.82,0.82,0.82,0.82,0.82,0.82,0.81,0.81,0.81,0.81,0.81,0.81,0.81,0.81,{"$error":"#N/A"},{"$error":"#N/A"},{"$error":"#N/A"},{"$error":"#N/A"},{"$error":"#N/A"},{"$error":"#N/A"},{"$error":"#N/A"},{"$error":"#N/A"},{"$error":"#N/A"},{"$error":"#N/A"}]
["R22",18,278,{"$error":"#N/A"},{"$error":"#N/A"},{"$error":"#N/A"},{"$error":"#N/A"},{"$error":"#N/A"},{"$error":"#N/A"},{"$error":"#N/A"},{"$error":"#N/A"},{"$error":"#N/A"},{"$error":"#N/A"},{"$error":"#N/A"},{"$error":"#N/A"},{"$error":"#N/A"},{"$error":"#N/A"},{"$error":"#N/A"},{"$error":"#N/A"},{"$error":"#N/A"},{"$error":"#N/A"},{"$error":"#N/A"},{"$error":"#N/A"},{"$error":"#N/A"},{"$error":"#N/A"},{"$error":"#N/A"},{"$error":"#N/A"},{"$error":"#N/A"},{"$error":"#N/A"},{"$error":"#N/A"},{"$error":"#N/A"},{"$error":"#N/A"},{"$error":"#N/A"},1.01,1.01,1.01,1,1,1,0.99,0.99,0.99,0.99,0.98,0.98,0.98,0.97,0.97,0.97,0.96,0.96,0.96,0.96,0.95,0.95,0.95,0.94,0.94,0.94,0.94,0.93,0.93,0.93,0.93,0.92,0.92,0.92,0.92,0.91,0.91,0.91,0.91,0.9,0.9,0.9,0.9,0.89,0.89,0.89,0.89,0.89,0.88,0.88,0.88,0.88,0.88,0.87,0.87,0.87,0.87,0.86,0.86,0.86,0.86,0.86,0.86,0.85,0.85,0.85,0.85,0.85,0.84,0.84,0.84,0.84,0.84,0.84,0.83,0.83,0.83,0.83,0.83,0.83,0.83,0.82,0.82,0.82,0.82,0.82,0.82,0.82,0.81,0.81,0.81,{"$error":"#N/A"},{"$error":"#N/A"},{"$error":"#N/A"},{"$error":"#N/A"},{"$error":"#N/A"},{"$error":"#N/A"},{"$error":"#N/A"},{"$error":"#N/A"},{"$error":"#N/A"},{"$error":"#N/A"}]
["R22",19,279,{"$error":"#N/A"},{"$error":"#N/A"},{"$error":"#N/A"},{"$error":"#N/A"},{"$error":"#N/A"},{"$error":"#N/A"},{"$error":"#N/A"},{"$error":"#N/A"},{"$error":"#N/A"},{"$error":"#N/A"},{"$error":"#N/A"},{"$error":"#N/A"},{"$error":"#N/A"},{"$error":"#N/A"},{"$error":"#N/A"},{"$error":"#N/A"},{"$error":"#N/A"},{"$error":"#N/A"},{"$error":"#N/A"},{"$error":"#N/A"},{"$error":"#N/A"},{"$error":"#N/A"},{"$error":"#N/A"},{"$error":"#N/A"},{"$error":"#N/A"},{"$error":"#N/A"},{"$error":"#N/A"},{"$error":"#N/A"},{"$error":"#N/A"},{"$error":"#N/A"},1.02,1.02,1.02,1.01,1.01,1.01,1,1,1,0.99,0.99,0.99,0.99,0.98,0.98,0.98,0.97,0.97,0.97,0.96,0.96,0.96,0.96,0.95,0.95,0.95,0.95,0.94,0.94,0.94,0.93,0.93,0.93,0.93,0.92,0.92,0.92,0.92,0.91,0.91,0.91,0.91,0.9,0.9,0.9,0.9,0.9,0.89,0.89,0.89,0.89,0.88,0.88,0.88,0.88,0.88,0.87,0.87,0.87,0.87,0.87,0.86,0.86,0.86,0.86,0.86,0.86,0.85,0.85,0.85,0.85,0.85,0.84,0.84,0.84,0.84,0.84,0.84,0.84,0.83,0.83,0.83,0.83,0.83,0.83,0.83,0.82,0.82,0.82,0.82,0.82,{"$error":"#N/A"},{"$error":"#N/A"},{"$error":"#N/A"},{"$error":"#N/A"},{"$error":"#N/A"},{"$error":"#N/A"},{"$error":"#N/A"},{"$error":"#N/A"},{"$error":"#N/A"},{"$error":"#N/A"}]
["R22",20,280,{"$error":"#N/A"},{"$error":"#N/A"},{"$error":"#N/A"},{"$error":"#N/A"},{"$error":"#N/A"},{"$error":"#N/A"},{"$error":"#N/A"},{"$error":"#N/A"},{"$error":"#N/A"},{"$error":"#N/A"},{"$error":"#N/A"},{"$error":"#N/A"},{"$error":"#N/A"},{"$error":"#N/A"},{"$error":"#N/A"},{"$error":"#N/A"},{"$error":"#N/A"},{"$error":"#N/A"},{"$error":"#N/A"},{"$error":"#N/A"},{"$error":"#N/A"},{"$error":"#N/A"},{"$error":"#N/A"},{"$error":"#N/A"},{"$error":"#N/A"},{"$error":"#N/A"},{"$error":"#N/A"},{"$error":"#N/A"},{"$error":"#N/A"},{"$error":"#N/A"},1.03,1.03,1.03,1.02,1.02,1.02,1.01,1.01,1.01,1,1,1,0.99,0.99,0.99,0.99,0.98,0.98,0.98,0.97,0.97,0.97,0.96,0.96,0.96,0.96,0.95,0.95,0.95,0.95,0.94,0.94,0.94,0.93,0.93,0.93,0.93,0.92,0.92,0.92,0.92,0.92,0.91,0.91,0.91,0.91,0.9,0.9,0.9,0.9,0.89,0.89,0.89,0.89,0.89,0.88,0.88,0.88,0.88,0.88,0.87,0.87,0.87,0.87,0.87,0.86,0.86,0.86,0.86,0.86,0.86,0.85,0.85,0.85,0.85,0.85,0.85,0.84,0.84,0.84,0.84,0.84,0.84,0.83,0.83,0.83,0.83,0.83,0.83,0.83,0.83,{"$error":"#N/A"},{"$error":"#N/A"},{"$error":"#N/A"},{"$error":"#N/A"},{"$error":"#N/A"},{"$error":"#N/A"},{"$error":"#N/A"},{"$error":"#N/A"},{"$error":"#N/A"},{"$error":"#N/A"}]
["R22",21,281,{"$error":"#N/A"},{"$error":"#N/A"},{"$error":"#N/A"},{"$error":"#N/A"},{"$error":"#N/A"},{"$error":"#N/A"},{"$error":"#N/A"},{"$error":"#N/A"},{"$error":"#N/A"},{"$error":"#N/A"},{"$error":"#N/A"},{"$error":"#N/A"},{"$error":"#N/A"},{"$error":"#N/A"},{"$error":"#N/A"},{"$error":"#N/A"},{"$error":"#N/A"},{"$error":"#N/A"},{"$error":"#N/A"},{"$error":"#N/A"},{"$error":"#N/A"},{"$error":"#N/A"},{"$error":"#N/A"},{"$error":"#N/A"},{"$error":"#N/A"},{"$error":"#N/A"},{"$error":"#N/A"},{"$error":"#N/A"},{"$error":"#N/A"},{"$error":"#N/A"},1.04,1.04,1.04,1.03,1.03,1.03,1.02,1.02,1.02,1.01,1.01,1.01,1,1,1,0.99,0.99,0.99,0.99,0.98,0.98,0.98,0.97,0.97,0.97,0.97,0.96,0.96,0.96,0.95,0.95,0.95,0.95,0.94,0.94,0.94,0.94,0.93,0.93,0.93,0.93,0.92,0.92,0.92,0.92,0.91,0.91,0.91,0.91,0.9,0.9,0.9,0.9,0.9,0.89,0.89,0.89,0.89,0.89,0.88,0.88,0.88,0.88,0.88,0.87,0.87,0.87,0.87,0.87,0.86,0.86,0.86,0.86,0.86,0.86,0.85,0.85,0.85,0.85,0.85,0.85,0.84,0.84,0.84,0.84,0.84,0.84,0.84,0.83,0.83,0.83,{"$error":"#N/A"},{"$error":"#N/A"},{"$error":"#N/A"},{"$error":"#N/A"},{"$error":"#N/A"},{"$error":"#N/A"},{"$error":"#N/A"},{"$error":"#N/A"},{"$error":"#N/A"},{"$error":"#N/A"}]
["R22",22,282,{"$error":"#N/A"},{"$error":"#N/A"},{"$error":"#N/A"},{"$error":"#N/A"},{"$error":"#N/A"},{"$error":"#N/A"},{"$error":"#N/A"},{"$error":"#N/A"},{"$error":"#N/A"},{"$error":"#N/A"},{"$error":"#N/A"},{"$error":"#N/A"},{"$error":"#N/A"},{"$error":"#N/A"},{"$error":"#N/A"},{"$error":"#N/A"},{"$error":"#N/A"},{"$error":"#N/A"},{"$error":"#N/A"},{"$error":"#N/A"},{"$error":"#N/A"},{"$error":"#N/A"},{"$error":"#N/A"},{"$error":"#N/A"},{"$error":"#N/A"},{"$error":"#N/A"},{"$error":"#N/A"},{"$error":"#N/A"},{"$error":"#N/A"},{"$error":"#N/A"},1.05,1.05,1.05,1.04,1.04,1.04,1.03,1.03,1.03,1.02,1.02,1.02,1.01,1.01,1.01,1,1,1,0.99,0.99,0.99,0.99,0.98,0.98,0.98,0.97,0.97,0.97,0.97,0.96,0.96,0.96,0.95,0.95,0.95,0.95,0.94,0.94,0.94,0.94,0.93,0.93,0.93,0.93,0.92,0.92,0.92,0.92,0.91,0.91,0.91,0.91,0.91,0.9,0.9,0.9,0.9,0.9,0.89,0.89,0.89,0.89,0.88,0.88,0.88,0.88,0.88,0.88,0.87,0.87,0.87,0.87,0.87,0.86,0.86,0.86,0.86,0.86,0.86,0.85,0.85,0.85,0.85,0.85,0.85,0.85,0.84,0.84,0.84,0.84,0.84,{"$error":"#N/A"},{"$error":"#N/A"},{"$error":"#N/A"},{"$error":"#N/A"},{"$error":"#N/A"},{"$error":"#N/A"},{"$error":"#N/A"},{"$error":"#N/A"},{"$error":"#N/A"},{"$error":"#N/A"}]
["R22",23,283,{"$error":"#N/A"},{"$error":"#N/A"},{"$error":"#N/A"},{"$error":"#N/A"},{"$error":"#N/A"},{"$error":"#N/A"},{"$error":"#N/A"},{"$error":"#N/A"},{"$error":"#N/A"},{"$error":"#N/A"},{"$error":"#N/A"},{"$error":"#N/A"},{"$error":"#N/A"},{"$error":"#N/A"},{"$error":"#N/A"},{"$error":"#N/A"},{"$error":"#N/A"},{"$error":"#N/A"},{"$error":"#N/A"},{"$error":"#N/A"},{"$error":"#N/A"},{"$error":"#N/A"},{"$error":"#N/A"},{"$error":"#N/A"},{"$error":"#N/A"},{"$error":"#N/A"},{"$error":"#N/A"},{"$error":"#N/A"},{"$error":"#N/A"},{"$error":"#N/A"},1.06,1.06,1.06,1.05,1.05,1.05,1.04,1.04,1.04,1.03,1.03,1.03,1.02,1.02,1.02,1.01,1.01,1.01,1,1,1,1,0.99,0.99,0.99,0.98,0.98,0.98,0.97,0.97,0.97,0.97,0.96,0.96,0.96,0.96,0.95,0.95,0.95,0.95,0.94,0.94,0.94,0.94,0.93,0.93,0.93,0.93,0.92,0.92,0.92,0.92,0.91,0.91,0.91,0.91,0.91,0.9,0.9,0.9,0.9,0.89,0.89,0.89,0.89,0.89,0.88,0.88,0.88,0.88,0.88,0.88,0.87,0.87,0.87,0.87,0.87,0.87,0.86,0.86,0.86,0.86,0.86,0.86,0.85,0.85,0.85,0.85,0.85,0.85,0.85,{"$error":"#N/A"},{"$error":"#N/A"},{"$error":"#N/A"},{"$error":"#N/A"},{"$error":"#N/A"},{"$error":"#N/A"},{"$error":"#N/A"},{"$error":"#N/A"},{"$error":"#N/A"},{"$error":"#N/A"}]
["R22",24,284,{"$error":"#N/A"},{"$error":"#N/A"},{"$error":"#N/A"},{"$error":"#N/A"},{"$error":"#N/A"},{"$error":"#N/A"},{"$error":"#N/A"},{"$error":"#N/A"},{"$error":"#N/A"},{"$error":"#N/A"},{"$error":"#N/A"},{"$error":"#N/A"},{"$error":"#N/A"},{"$error":"#N/A"},{"$error":"#N/A"},{"$error":"#N/A"},{"$error":"#N/A"},{"$error":"#N/A"},{"$error":"#N/A"},{"$error":"#N/A"},{"$error":"#N/A"},{"$error":"#N/A"},{"$error":"#N/A"},{"$error":"#N/A"},{"$error":"#N/A"},{"$error":"#N/A"},{"$error":"#N/A"},{"$error":"#N/A"},{"$error":"#N/A"},{"$error":"#N/A"},1.08,1.07,1.07,1.06,1.06,1.06,1.05,1.05,1.05,1.04,1.04,1.04,1.03,1.03,1.03,1.02,1.02,1.02,1.01,1.01,1.01,1,1,1,1,0.99,0.99,0.99,0.98,0.98,0.98,0.98,0.97,0.97,0.97,0.96,0.96,0.96,0.96,0.95,0.95,0.95,0.95,0.94,0.94,0.94,0.94,0.93,0.93,0.93,0.93,0.92,0.92,0.92,0.92,0.92,0.91,0.91,0.91,0.91,0.9,0.9,0.9,0.9,0.9,0.89,0.89,0.89,0.89,0.89,0.88,0.88,0.88,0.88,0.88,0.88,0.87,0.87,0.87,0.87,0.87,0.87,0.86,0.86,0.86,0.86,0.86,0.86,0.86,0.85,0.85,{"$error":"#N/A"},{"$error":"#N/A"},{"$error":"#N/A"},{"$error":"#N/A"},{"$error":"#N/A"},{"$error":"#N/A"},{"$error":"#N/A"},{"$error":"#N/A"},{"$error":"#N/A"},{"$error":"#N/A"}]
["R22",25,285,{"$error":"#N/A"},{"$error":"#N/A"},{"$error":"#N/A"},{"$error":"#N/A"},{"$error":"#N/A"},{"$error":"#N/A"},{"$error":"#N/A"},{"$error":"#N/A"},{"$error":"#N/A"},{"$error":"#N/A"},{"$error":"#N/A"},{"$error":"#N/A"},{"$error":"#N/A"},{"$error":"#N/A"},{"$error":"#N/A"},{"$error":"#N/A"},{"$error":"#N/A"},{"$error":"#N/A"},{"$error":"#N/A"},{"$error":"#N/A"},{"$error":"#N/A"},{"$error":"#N/A"},{"$error":"#N/A"},{"$error":"#N/A"},{"$error":"#N/A"},{"$error":"#N/A"},{"$error":"#N/A"},{"$error":"#N/A"},{"$error":"#N/A"},{"$error":"#N/A"},1.0900000000000001,1.08,1.08,1.08,1.07,1.07,1.06,1.06,1.06,1.05,1.05,1.05,1.04,1.04,1.04,1.03,1.03,1.03,1.02,1.02,1.02,1.01,1.01,1.01,1.01,1,1,1,0.99,0.99,0.99,0.98,0.98,0.98,0.98,0.97,0.97,0.97,0.97,0.96,0.96,0.96,0.95,0.95,0.95,0.95,0.94,0.94,0.94,0.94,0.93,0.93,0.93,0.93,0.93,0.92,0.92,0.92,0.92,0.91,0.91,0.91,0.91,0.91,0.9,0.9,0.9,0.9,0.9,0.89,0.89,0.89,0.89,0.89,0.89,0.88,0.88,0.88,0.88,0.88,0.88,0.87,0.87,0.87,0.87,0.87,0.87,0.86,0.86,0.86,0.86,{"$error":"#N/A"},{"$error":"#N/A"},{"$error":"#N/A"},{"$error":"#N/A"},{"$error":"#N/A"},{"$error":"#N/A"},{"$error":"#N/A"},{"$error":"#N/A"},{"$error":"#N/A"},{"$error":"#N/A"}]
["R22",26,286,{"$error":"#N/A"},{"$error":"#N/A"},{"$error":"#N/A"},{"$error":"#N/A"},{"$error":"#N/A"},{"$error":"#N/A"},{"$error":"#N/A"},{"$error":"#N/A"},{"$error":"#N/A"},{"$error":"#N/A"},{"$error":"#N/A"},{"$error":"#N/A"},{"$error":"#N/A"},{"$error":"#N/A"},{"$error":"#N/A"},{"$error":"#N/A"},{"$error":"#N/A"},{"$error":"#N/A"},{"$error":"#N/A"},{"$error":"#N/A"},{"$error":"#N/A"},{"$error":"#N/A"},{"$error":"#N/A"},{"$error":"#N/A"},{"$error":"#N/A"},{"$error":"#N/A"},{"$error":"#N/A"},{"$error":"#N/A"},{"$error":"#N/A"},{"$error":"#N/A"},1.1000000000000001,1.0900000000000001,1.0900000000000001,1.0900000000000001,1.08,1.08,1.08,1.07,1.07,1.06,1.06,1.06,1.05,1.05,1.05,1.04,1.04,1.04,1.03,1.03,1.03,1.02,1.02,1.02,1.02,1.01,1.01,1.01,1,1,1,0.99,0.99,0.99,0.99,0.98,0.98,0.98,0.97,0.97,0.97,0.97,0.96,0.96,0.96,0.96,0.95,0.95,0.95,0.95,0.94,0.94,0.94,0.94,0.93,0.93,0.93,0.93,0.93,0.92,0.92,0.92,0.92,0.91,0.91,0.91,0.91,0.91,0.9,0.9,0.9,0.9,0.9,0.89,0.89,0.89,0.89,0.89,0.89,0.88,0.88,0.88,0.88,0.88,0.88,0.87,0.87,0.87,0.87,0.87,0.87,{"$error":"#N/A"},{"$error":"#N/A"},{"$error":"#N/A"},{"$error":"#N/A"},{"$error":"#N/A"},{"$error":"#N/A"},{"$error":"#N/A"},{"$error":"#N/A"},{"$error":"#N/A"},{"$error":"#N/A"}]
["R22",27,287,{"$error":"#N/A"},{"$error":"#N/A"},{"$error":"#N/A"},{"$error":"#N/A"},{"$error":"#N/A"},{"$error":"#N/A"},{"$error":"#N/A"},{"$error":"#N/A"},{"$error":"#N/A"},{"$error":"#N/A"},{"$error":"#N/A"},{"$error":"#N/A"},{"$error":"#N/A"},{"$error":"#N/A"},{"$error":"#N/A"},{"$error":"#N/A"},{"$error":"#N/A"},{"$error":"#N/A"},{"$error":"#N/A"},{"$error":"#N/A"},{"$error":"#N/A"},{"$error":"#N/A"},{"$error":"#N/A"},{"$error":"#N/A"},{"$error":"#N/A"},{"$error":"#N/A"},{"$error":"#N/A"},{"$error":"#N/A"},{"$error":"#N/A"},{"$error":"#N/A"},1.1100000000000001,1.1100000000000001,1.1000000000000001,1.1000000000000001,1.0900000000000001,1.0900000000000001,1.0900000000000001,1.08,1.08,1.08,1.07,1.07,1.07,1.06,1.06,1.05,1.05,1.05,1.04,1.04,1.04,1.03,1.03,1.03,1.03,1.02,1.02,1.02,1.01,1.01,1.01,1,1,1,0.99,0.99,0.99,0.99,0.98,0.98,0.98,0.98,0.97,0.97,0.97,0.96,0.96,0.96,0.96,0.95,0.95,0.95,0.95,0.95,0.94,0.94,0.94,0.94,0.93,0.93,0.93,0.93,0.92,0.92,0.92,0.92,0.92,0.91,0.91,0.91,0.91,0.91,0.9,0.9,0.9,0.9,0.9,0.9,0.89,0.89,0.89,0.89,0.89,0.89,0.88,0.88,0.88,0.88,0.88,0.88,0.87,{"$error":"#N/A"},{"$error":"#N/A"},{"$error":"#N/A"},{"$error":"#N/A"},{"$error":"#N/A"},{"$error":"#N/A"},{"$error":"#N/A"},{"$error":"#N/A"},{"$error":"#N/A"},{"$error":"#N/A"}]
["R22",28,288,{"$error":"#N/A"},{"$error":"#N/A"},{"$error":"#N/A"},{"$error":"#N/A"},{"$error":"#N/A"},{"$error":"#N/A"},{"$error":"#N/A"},{"$error":"#N/A"},{"$error":"#N/A"},{"$error":"#N/A"},{"$error":"#N/A"},{"$error":"#N/A"},{"$error":"#N/A"},{"$error":"#N/A"},{"$error":"#N/A"},{"$error":"#N/A"},{"$error":"#N/A"},{"$error":"#N/A"},{"$error":"#N/A"},{"$error":"#N/A"},{"$error":"#N/A"},{"$error":"#N/A"},{"$error":"#N/A"},{"$error":"#N/A"},{"$error":"#N/A"},{"$error":"#N/A"},{"$error":"#N/A"},{"$error":"#N/A"},{"$error":"#N/A"},{"$error":"#N/A"},1.1200000000000001,1.1200000000000001,1.1100000000000001,1.1100000000000001,1.1100000000000001,1.1000000000000001,1.1000000000000001,1.0900000000000001,1.0900000000000001,1.0900000000000001,1.08,1.08,1.08,1.07,1.07,1.07,1.06,1.06,1.06,1.05,1.05,1.05,1.04,1.04,1.04,1.03,1.03,1.03,1.02,1.02,1.02,1.01,1.01,1.01,1,1,1,1,0.99,0.99,0.99,0.98,0.98,0.98,0.98,0.97,0.97,0.97,0.97,0.96,0.96,0.96,0.96,0.95,0.95,0.95,0.95,0.94,0.94,0.94,0.94,0.94,0.93,0.93,0.93,0.93,0.92,0.92,0.92,0.92,0.92,0.91,0.91,0.91,0.91,0.91,0.91,0.9,0.9,0.9,0.9,0.9,0.89,0.89,0.89,0.89,0.89,0.89,0.89,0.88,0.88,{"$error":"#N/A"},{"$error":"#N/A"},{"$error":"#N/A"},{"$error":"#N/A"},{"$error":"#N/A"},{"$error":"#N/A"},{"$error":"#N/A"},{"$error":"#N/A"},{"$error":"#N/A"},{"$error":"#N/A"}]
["R22",29,289,{"$error":"#N/A"},{"$error":"#N/A"},{"$error":"#N/A"},{"$error":"#N/A"},{"$error":"#N/A"},{"$error":"#N/A"},{"$error":"#N/A"},{"$error":"#N/A"},{"$error":"#N/A"},{"$error":"#N/A"},{"$error":"#N/A"},{"$error":"#N/A"},{"$error":"#N/A"},{"$error":"#N/A"},{"$error":"#N/A"},{"$error":"#N/A"},{"$error":"#N/A"},{"$error":"#N/A"},{"$error":"#N/A"},{"$error":"#N/A"},{"$error":"#N/A"},{"$error":"#N/A"},{"$error":"#N/A"},{"$error":"#N/A"},{"$error":"#N/A"},{"$error":"#N/A"},{"$error":"#N/A"},{"$error":"#N/A"},{"$error":"#N/A"},{"$error":"#N/A"},1.1299999999999999,1.1299999999999999,1.1299999999999999,1.1200000000000001,1.1200000000000001,1.1100000000000001,1.1100000000000001,1.1100000000000001,1.1000000000000001,1.1000000000000001,1.1000000000000001,1.0900000000000001,1.0900000000000001,1.08,1.08,1.08,1.07,1.07,1.07,1.06,1.06,1.06,1.05,1.05,1.05,1.04,1.04,1.04,1.03,1.03,1.03,1.02,1.02,1.02,1.01,1.01,1.01,1.01,1,1,1,0.99,0.99,0.99,0.99,0.98,0.98,0.98,0.98,0.97,0.97,0.97,0.97,0.96,0.96,0.96,0.96,0.95,0.95,0.95,0.95,0.94,0.94,0.94,0.94,0.94,0.93,0.93,0.93,0.93,0.93,0.92,0.92,0.92,0.92,0.92,0.91,0.91,0.91,0.91,0.91,0.9,0.9,0.9,0.9,0.9,0.9,0.9,0.89,0.89,0.89,{"$error":"#N/A"},{"$error":"#N/A"},{"$error":"#N/A"},{"$error":"#N/A"},{"$error":"#N/A"},{"$error":"#N/A"},{"$error":"#N/A"},{"$error":"#N/A"},{"$error":"#N/A"},{"$error":"#N/A"}]
["R22",30,290,{"$error":"#N/A"},{"$error":"#N/A"},{"$error":"#N/A"},{"$error":"#N/A"},{"$error":"#N/A"},{"$error":"#N/A"},{"$error":"#N/A"},{"$error":"#N/A"},{"$error":"#N/A"},{"$error":"#N/A"},{"$error":"#N/A"},{"$error":"#N/A"},{"$error":"#N/A"},{"$error":"#N/A"},{"$error":"#N/A"},{"$error":"#N/A"},{"$error":"#N/A"},{"$error":"#N/A"},{"$error":"#N/A"},{"$error":"#N/A"},{"$error":"#N/A"},{"$error":"#N/A"},{"$error":"#N/A"},{"$error":"#N/A"},{"$error":"#N/A"},{"$error":"#N/A"},{"$error":"#N/A"},{"$error":"#N/A"},{"$error":"#N/A"},{"$error":"#N/A"},1.1499999999999999,1.1399999999999999,1.1399999999999999,1.1299999999999999,1.1299999999999999,1.1299999999999999,1.1200000000000001,1.1200000000000001,1.1100000000000001,1.1100000000000001,1.1100000000000001,1.1000000000000001,1.1000000000000001,1.1000000000000001,1.0900000000000001,1.0900000000000001,1.08,1.08,1.08,1.07,1.07,1.07,1.06,1.06,1.06,1.05,1.05,1.05,1.04,1.04,1.04,1.03,1.03,1.03,1.02,1.02,1.02,1.02,1.01,1.01,1.01,1,1,1,1,0.99,0.99,0.99,0.99,0.98,0.98,0.98,0.97,0.97,0.97,0.97,0.96,0.96,0.96,0.96,0.96,0.95,0.95,0.95,0.95,0.94,0.94,0.94,0.94,0.94,0.93,0.93,0.93,0.93,0.93,0.92,0.92,0.92,0.92,0.92,0.91,0.91,0.91,0.91,0.91,0.91,0.9,0.9,0.9,0.9,0.9,{"$error":"#N/A"},{"$error":"#N/A"},{"$error":"#N/A"},{"$error":"#N/A"},{"$error":"#N/A"},{"$error":"#N/A"},{"$error":"#N/A"},{"$error":"#N/A"},{"$error":"#N/A"},{"$error":"#N/A"}]
["R22",31,291,{"$error":"#N/A"},{"$error":"#N/A"},{"$error":"#N/A"},{"$error":"#N/A"},{"$error":"#N/A"},{"$error":"#N/A"},{"$error":"#N/A"},{"$error":"#N/A"},{"$error":"#N/A"},{"$error":"#N/A"},{"$error":"#N/A"},{"$error":"#N/A"},{"$error":"#N/A"},{"$error":"#N/A"},{"$error":"#N/A"},{"$error":"#N/A"},{"$error":"#N/A"},{"$error":"#N/A"},{"$error":"#N/A"},{"$error":"#N/A"},{"$error":"#N/A"},{"$error":"#N/A"},{"$error":"#N/A"},{"$error":"#N/A"},{"$error":"#N/A"},{"$error":"#N/A"},{"$error":"#N/A"},{"$error":"#N/A"},{"$error":"#N/A"},{"$error":"#N/A"},1.1599999999999999,1.1499999999999999,1.1499999999999999,1.1499999999999999,1.1399999999999999,1.1399999999999999,1.1299999999999999,1.1299999999999999,1.1299999999999999,1.1200000000000001,1.1200000000000001,1.1100000000000001,1.1100000000000001,1.1100000000000001,1.1000000000000001,1.1000000000000001,1.1000000000000001,1.0900000000000001,1.0900000000000001,1.0900000000000001,1.08,1.08,1.07,1.07,1.07,1.06,1.06,1.06,1.05,1.05,1.05,1.04,1.04,1.04,1.04,1.03,1.03,1.03,1.02,1.02,1.02,1.01,1.01,1.01,1.01,1,1,1,0.99,0.99,0.99,0.99,0.98,0.98,0.98,0.98,0.97,0.97,0.97,0.97,0.96,0.96,0.96,0.96,0.96,0.95,0.95,0.95,0.95,0.94,0.94,0.94,0.94,0.94,0.93,0.93,0.93,0.93,0.93,0.93,0.92,0.92,0.92,0.92,0.92,0.91,0.91,0.91,0.91,0.91,0.91,{"$error":"#N/A"},{"$error":"#N/A"},{"$error":"#N/A"},{"$error":"#N/A"},{"$error":"#N/A"},{"$error":"#N/A"},{"$error":"#N/A"},{"$error":"#N/A"},{"$error":"#N/A"},{"$error":"#N/A"}]
["R22",32,292,{"$error":"#N/A"},{"$error":"#N/A"},{"$error":"#N/A"},{"$error":"#N/A"},{"$error":"#N/A"},{"$error":"#N/A"},{"$error":"#N/A"},{"$error":"#N/A"},{"$error":"#N/A"},{"$error":"#N/A"},{"$error":"#N/A"},{"$error":"#N/A"},{"$error":"#N/A"},{"$error":"#N/A"},{"$error":"#N/A"},{"$error":"#N/A"},{"$error":"#N/A"},{"$error":"#N/A"},{"$error":"#N/A"},{"$error":"#N/A"},{"$error":"#N/A"},{"$error":"#N/A"},{"$error":"#N/A"},{"$error":"#N/A"},{"$error":"#N/A"},{"$error":"#N/A"},{"$error":"#N/A"},{"$error":"#N/A"},{"$error":"#N/A"},{"$error":"#N/A"},1.17,1.17,1.1599999999999999,1.1599999999999999,1.1599999999999999,1.1499999999999999,1.1499999999999999,1.1399999999999999,1.1399999999999999,1.1299999999999999,1.1299999999999999,1.1299999999999999,1.1200000000000001,1.1200000000000001,1.1200000000000001,1.1100000000000001,1.1100000000000001,1.1000000000000001,1.1000000000000001,1.1000000000000001,1.0900000000000001,1.0900000000000001,1.0900000000000001,1.08,1.08,1.08,1.07,1.07,1.07,1.06,1.06,1.06,1.05,1.05,1.05,1.04,1.04,1.04,1.03,1.03,1.03,1.02,1.02,1.02,1.02,1.01,1.01,1.01,1,1,1,1,0.99,0.99,0.99,0.99,0.98,0.98,0.98,0.98,0.97,0.97,0.97,0.97,0.96,0.96,0.96,0.96,0.96,0.95,0.95,0.95,0.95,0.95,0.94,0.94,0.94,0.94,0.94,0.93,0.93,0.93,0.93,0.93,0.92,0.92,0.92,0.92,0.92,0.92,0.92,{"$error":"#N/A"},{"$error":"#N/A"},{"$error":"#N/A"},{"$error":"#N/A"},{"$error":"#N/A"},{"$error":"#N/A"},{"$error":"#N/A"},{"$error":"#N/A"},{"$error":"#N/A"},{"$error":"#N/A"}]
["R22",33,293,{"$error":"#N/A"},{"$error":"#N/A"},{"$error":"#N/A"},{"$error":"#N/A"},{"$error":"#N/A"},{"$error":"#N/A"},{"$error":"#N/A"},{"$error":"#N/A"},{"$error":"#N/A"},{"$error":"#N/A"},{"$error":"#N/A"},{"$error":"#N/A"},{"$error":"#N/A"},{"$error":"#N/A"},{"$error":"#N/A"},{"$error":"#N/A"},{"$error":"#N/A"},{"$error":"#N/A"},{"$error":"#N/A"},{"$error":"#N/A"},{"$error":"#N/A"},{"$error":"#N/A"},{"$error":"#N/A"},{"$error":"#N/A"},{"$error":"#N/A"},{"$error":"#N/A"},{"$error":"#N/A"},{"$error":"#N/A"},{"$error":"#N/A"},{"$error":"#N/A"},1.19,1.18,1.18,1.17,1.17,1.1599999999999999,1.1599999999999999,1.1599999999999999,1.1499999999999999,1.1499999999999999,1.1399999999999999,1.1399999999999999,1.1399999999999999,1.1299999999999999,1.1299999999999999,1.1200000000000001,1.1200000000000001,1.1200000000000001,1.1100000000000001,1.1100000000000001,1.1000000000000001,1.1000000000000001,1.1000000000000001,1.0900000000000001,1.0900000000000001,1.0900000000000001,1.08,1.08,1.08,1.07,1.07,1.07,1.06,1.06,1.06,1.05,1.05,1.05,1.04,1.04,1.04,1.03,1.03,1.03,1.03,1.02,1.02,1.02,1.01,1.01,1.01,1.01,1,1,1,1,0.99,0.99,0.99,0.99,0.98,0.98,0.98,0.98,0.97,0.97,0.97,0.97,0.96,0.96,0.96,0.96,0.96,0.95,0.95,0.95,0.95,0.95,0.94,0.94,0.94,0.94,0.94,0.94,0.93,0.93,0.93,0.93,0.93,0.93,0.92,{"$error":"#N/A"},{"$error":"#N/A"},{"$error":"#N/A"},{"$error":"#N/A"},{"$error":"#N/A"},{"$error":"#N/A"},{"$error":"#N/A"},{"$error":"#N/A"},{"$error":"#N/A"},{"$error":"#N/A"}]
["R22",34,294,{"$error":"#N/A"},{"$error":"#N/A"},{"$error":"#N/A"},{"$error":"#N/A"},{"$error":"#N/A"},{"$error":"#N/A"},{"$error":"#N/A"},{"$error":"#N/A"},{"$error":"#N/A"},{"$error":"#N/A"},{"$error":"#N/A"},{"$error":"#N/A"},{"$error":"#N/A"},{"$error":"#N/A"},{"$error":"#N/A"},{"$error":"#N/A"},{"$error":"#N/A"},{"$error":"#N/A"},{"$error":"#N/A"},{"$error":"#N/A"},{"$error":"#N/A"},{"$error":"#N/A"},{"$error":"#N/A"},{"$error":"#N/A"},{"$error":"#N/A"},{"$error":"#N/A"},{"$error":"#N/A"},{"$error":"#N/A"},{"$error":"#N/A"},{"$error":"#N/A"},1.2,1.19,1.19,1.19,1.18,1.18,1.17,1.17,1.1599999999999999,1.1599999999999999,1.1599999999999999,1.1499999999999999,1.1499999999999999,1.1399999999999999,1.1399999999999999,1.1399999999999999,1.1299999999999999,1.1299999999999999,1.1200000000000001,1.1200000000000001,1.1200000000000001,1.1100000000000001,1.1100000000000001,1.1100000000000001,1.1000000000000001,1.1000000000000001,1.0900000000000001,1.0900000000000001,1.0900000000000001,1.08,1.08,1.08,1.07,1.07,1.07,1.06,1.06,1.06,1.05,1.05,1.05,1.05,1.04,1.04,1.04,1.03,1.03,1.03,1.02,1.02,1.02,1.02,1.01,1.01,1.01,1.01,1,1,1,1,0.99,0.99,0.99,0.99,0.98,0.98,0.98,0.98,0.97,0.97,0.97,0.97,0.97,0.96,0.96,0.96,0.96,0.96,0.95,0.95,0.95,0.95,0.95,0.94,0.94,0.94,0.94,0.94,0.94,0.93,0.93,{"$error":"#N/A"},{"$error":"#N/A"},{"$error":"#N/A"},{"$error":"#N/A"},{"$error":"#N/A"},{"$error":"#N/A"},{"$error":"#N/A"},{"$error":"#N/A"},{"$error":"#N/A"},{"$error":"#N/A"}]
["R22",35,295,{"$error":"#N/A"},{"$error":"#N/A"},{"$error":"#N/A"},{"$error":"#N/A"},{"$error":"#N/A"},{"$error":"#N/A"},{"$error":"#N/A"},{"$error":"#N/A"},{"$error":"#N/A"},{"$error":"#N/A"},{"$error":"#N/A"},{"$error":"#N/A"},{"$error":"#N/A"},{"$error":"#N/A"},{"$error":"#N/A"},{"$error":"#N/A"},{"$error":"#N/A"},{"$error":"#N/A"},{"$error":"#N/A"},{"$error":"#N/A"},{"$error":"#N/A"},{"$error":"#N/A"},{"$error":"#N/A"},{"$error":"#N/A"},{"$error":"#N/A"},{"$error":"#N/A"},{"$error":"#N/A"},{"$error":"#N/A"},{"$error":"#N/A"},{"$error":"#N/A"},1.21,1.21,1.2,1.2,1.19,1.19,1.19,1.18,1.18,1.17,1.17,1.1599999999999999,1.1599999999999999,1.1599999999999999,1.1499999999999999,1.1499999999999999,1.1399999999999999,1.1399999999999999,1.1399999999999999,1.1299999999999999,1.1299999999999999,1.1299999999999999,1.1200000000000001,1.1200000000000001,1.1100000000000001,1.1100000000000001,1.1100000000000001,1.1000000000000001,1.1000000000000001,1.1000000000000001,1.0900000000000001,1.0900000000000001,1.0900000000000001,1.08,1.08,1.08,1.07,1.07,1.07,1.06,1.06,1.06,1.05,1.05,1.05,1.04,1.04,1.04,1.04,1.03,1.03,1.03,1.02,1.02,1.02,1.02,1.01,1.01,1.01,1.01,1,1,1,1,0.99,0.99,0.99,0.99,0.98,0.98,0.98,0.98,0.98,0.97,0.97,0.97,0.97,0.96,0.96,0.96,0.96,0.96,0.95,0.95,0.95,0.95,0.95,0.95,0.94,0.94,0.94,{"$error":"#N/A"},{"$error":"#N/A"},{"$error":"#N/A"},{"$error":"#N/A"},{"$error":"#N/A"},{"$error":"#N/A"},{"$error":"#N/A"},{"$error":"#N/A"},{"$error":"#N/A"},{"$error":"#N/A"}]
["R22",36,296,{"$error":"#N/A"},{"$error":"#N/A"},{"$error":"#N/A"},{"$error":"#N/A"},{"$error":"#N/A"},{"$error":"#N/A"},{"$error":"#N/A"},{"$error":"#N/A"},{"$error":"#N/A"},{"$error":"#N/A"},{"$error":"#N/A"},{"$error":"#N/A"},{"$error":"#N/A"},{"$error":"#N/A"},{"$error":"#N/A"},{"$error":"#N/A"},{"$error":"#N/A"},{"$error":"#N/A"},{"$error":"#N/A"},{"$error":"#N/A"},{"$error":"#N/A"},{"$error":"#N/A"},{"$error":"#N/A"},{"$error":"#N/A"},{"$error":"#N/A"},{"$error":"#N/A"},{"$error":"#N/A"},{"$error":"#N/A"},{"$error":"#N/A"},{"$error":"#N/A"},1.23,1.22,1.22,1.21,1.21,1.2,1.2,1.2,1.19,1.19,1.18,1.18,1.17,1.17,1.17,1.1599999999999999,1.1599999999999999,1.1499999999999999,1.1499999999999999,1.1499999999999999,1.1399999999999999,1.1399999999999999,1.1299999999999999,1.1299999999999999,1.1299999999999999,1.1200000000000001,1.1200000000000001,1.1200000000000001,1.1100000000000001,1.1100000000000001,1.1000000000000001,1.1000000000000001,1.1000000000000001,1.0900000000000001,1.0900000000000001,1.0900000000000001,1.08,1.08,1.08,1.07,1.07,1.07,1.06,1.06,1.06,1.06,1.05,1.05,1.05,1.04,1.04,1.04,1.03,1.03,1.03,1.03,1.02,1.02,1.02,1.02,1.01,1.01,1.01,1.01,1,1,1,1,0.99,0.99,0.99,0.99,0.98,0.98,0.98,0.98,0.98,0.97,0.97,0.97,0.97,0.97,0.96,0.96,0.96,0.96,0.96,0.96,0.95,0.95,0.95,{"$error":"#N/A"},{"$error":"#N/A"},{"$error":"#N/A"},{"$error":"#N/A"},{"$error":"#N/A"},{"$error":"#N/A"},{"$error":"#N/A"},{"$error":"#N/A"},{"$error":"#N/A"},{"$error":"#N/A"}]
["R22",37,297,{"$error":"#N/A"},{"$error":"#N/A"},{"$error":"#N/A"},{"$error":"#N/A"},{"$error":"#N/A"},{"$error":"#N/A"},{"$error":"#N/A"},{"$error":"#N/A"},{"$error":"#N/A"},{"$error":"#N/A"},{"$error":"#N/A"},{"$error":"#N/A"},{"$error":"#N/A"},{"$error":"#N/A"},{"$error":"#N/A"},{"$error":"#N/A"},{"$error":"#N/A"},{"$error":"#N/A"},{"$error":"#N/A"},{"$error":"#N/A"},{"$error":"#N/A"},{"$error":"#N/A"},{"$error":"#N/A"},{"$error":"#N/A"},{"$error":"#N/A"},{"$error":"#N/A"},{"$error":"#N/A"},{"$error":"#N/A"},{"$error":"#N/A"},{"$error":"#N/A"},1.24,1.24,1.23,1.23,1.22,1.22,1.21,1.21,1.21,1.2,1.2,1.19,1.19,1.18,1.18,1.17,1.17,1.17,1.1599999999999999,1.1599999999999999,1.1499999999999999,1.1499999999999999,1.1499999999999999,1.1399999999999999,1.1399999999999999,1.1399999999999999,1.1299999999999999,1.1299999999999999,1.1200000000000001,1.1200000000000001,1.1200000000000001,1.1100000000000001,1.1100000000000001,1.1100000000000001,1.1000000000000001,1.1000000000000001,1.1000000000000001,1.0900000000000001,1.0900000000000001,1.0900000000000001,1.08,1.08,1.08,1.07,1.07,1.07,1.06,1.06,1.06,1.05,1.05,1.05,1.05,1.04,1.04,1.04,1.03,1.03,1.03,1.03,1.02,1.02,1.02,1.02,1.01,1.01,1.01,1.01,1,1,1,1,0.99,0.99,0.99,0.99,0.99,0.98,0.98,0.98,0.98,0.98,0.97,0.97,0.97,0.97,0.97,0.96,0.96,0.96,0.96,{"$error":"#N/A"},{"$error":"#N/A"},{"$error":"#N/A"},{"$error":"#N/A"},{"$error":"#N/A"},{"$error":"#N/A"},{"$error":"#N/A"},{"$error":"#N/A"},{"$error":"#N/A"},{"$error":"#N/A"}]
["R22",38,298,{"$error":"#N/A"},{"$error":"#N/A"},{"$error":"#N/A"},{"$error":"#N/A"},{"$error":"#N/A"},{"$error":"#N/A"},{"$error":"#N/A"},{"$error":"#N/A"},{"$error":"#N/A"},{"$error":"#N/A"},{"$error":"#N/A"},{"$error":"#N/A"},{"$error":"#N/A"},{"$error":"#N/A"},{"$error":"#N/A"},{"$error":"#N/A"},{"$error":"#N/A"},{"$error":"#N/A"},{"$error":"#N/A"},{"$error":"#N/A"},{"$error":"#N/A"},{"$error":"#N/A"},{"$error":"#N/A"},{"$error":"#N/A"},{"$error":"#N/A"},{"$error":"#N/A"},{"$error":"#N/A"},{"$error":"#N/A"},{"$error":"#N/A"},{"$error":"#N/A"},1.26,1.25,1.25,1.24,1.24,1.23,1.23,1.22,1.22,1.21,1.21,1.21,1.2,1.2,1.19,1.19,1.18,1.18,1.18,1.17,1.17,1.1599999999999999,1.1599999999999999,1.1599999999999999,1.1499999999999999,1.1499999999999999,1.1399999999999999,1.1399999999999999,1.1399999999999999,1.1299999999999999,1.1299999999999999,1.1299999999999999,1.1200000000000001,1.1200000000000001,1.1100000000000001,1.1100000000000001,1.1100000000000001,1.1000000000000001,1.1000000000000001,1.1000000000000001,1.0900000000000001,1.0900000000000001,1.0900000000000001,1.08,1.08,1.08,1.07,1.07,1.07,1.07,1.06,1.06,1.06,1.05,1.05,1.05,1.04,1.04,1.04,1.04,1.03,1.03,1.03,1.03,1.02,1.02,1.02,1.02,1.01,1.01,1.01,1.01,1,1,1,1,1,0.99,0.99,0.99,0.99,0.99,0.98,0.98,0.98,0.98,0.98,0.97,0.97,0.97,0.97,{"$error":"#N/A"},{"$error":"#N/A"},{"$error":"#N/A"},{"$error":"#N/A"},{"$error":"#N/A"},{"$error":"#N/A"},{"$error":"#N/A"},{"$error":"#N/A"},{"$error":"#N/A"},{"$error":"#N/A"}]
["R22",39,299,{"$error":"#N/A"},{"$error":"#N/A"},{"$error":"#N/A"},{"$error":"#N/A"},{"$error":"#N/A"},{"$error":"#N/A"},{"$error":"#N/A"},{"$error":"#N/A"},{"$error":"#N/A"},{"$error":"#N/A"},{"$error":"#N/A"},{"$error":"#N/A"},{"$error":"#N/A"},{"$error":"#N/A"},{"$error":"#N/A"},{"$error":"#N/A"},{"$error":"#N/A"},{"$error":"#N/A"},{"$error":"#N/A"},{"$error":"#N/A"},{"$error":"#N/A"},{"$error":"#N/A"},{"$error":"#N/A"},{"$error":"#N/A"},{"$error":"#N/A"},{"$error":"#N/A"},{"$error":"#N/A"},{"$error":"#N/A"},{"$error":"#N/A"},{"$error":"#N/A"},1.27,1.27,1.26,1.26,1.25,1.25,1.24,1.24,1.23,1.23,1.22,1.22,1.22,1.21,1.21,1.2,1.2,1.19,1.19,1.19,1.18,1.18,1.17,1.17,1.17,1.1599999999999999,1.1599999999999999,1.1499999999999999,1.1499999999999999,1.1499999999999999,1.1399999999999999,1.1399999999999999,1.1299999999999999,1.1299999999999999,1.1299999999999999,1.1200000000000001,1.1200000000000001,1.1200000000000001,1.1100000000000001,1.1100000000000001,1.1100000000000001,1.1000000000000001,1.1000000000000001,1.1000000000000001,1.0900000000000001,1.0900000000000001,1.0900000000000001,1.08,1.08,1.08,1.07,1.07,1.07,1.06,1.06,1.06,1.06,1.05,1.05,1.05,1.04,1.04,1.04,1.04,1.03,1.03,1.03,1.03,1.02,1.02,1.02,1.02,1.01,1.01,1.01,1.01,1.01,1,1,1,1,1,0.99,0.99,0.99,0.99,0.99,0.98,0.98,0.98,0.98,{"$error":"#N/A"},{"$error":"#N/A"},{"$error":"#N/A"},{"$error":"#N/A"},{"$error":"#N/A"},{"$error":"#N/A"},{"$error":"#N/A"},{"$error":"#N/A"},{"$error":"#N/A"},{"$error":"#N/A"}]
["R22",40,300,{"$error":"#N/A"},{"$error":"#N/A"},{"$error":"#N/A"},{"$error":"#N/A"},{"$error":"#N/A"},{"$error":"#N/A"},{"$error":"#N/A"},{"$error":"#N/A"},{"$error":"#N/A"},{"$error":"#N/A"},{"$error":"#N/A"},{"$error":"#N/A"},{"$error":"#N/A"},{"$error":"#N/A"},{"$error":"#N/A"},{"$error":"#N/A"},{"$error":"#N/A"},{"$error":"#N/A"},{"$error":"#N/A"},{"$error":"#N/A"},{"$error":"#N/A"},{"$error":"#N/A"},{"$error":"#N/A"},{"$error":"#N/A"},{"$error":"#N/A"},{"$error":"#N/A"},{"$error":"#N/A"},{"$error":"#N/A"},{"$error":"#N/A"},{"$error":"#N/A"},1.29,1.28,1.28,1.27,1.27,1.26,1.26,1.25,1.25,1.24,1.24,1.24,1.23,1.23,1.22,1.22,1.21,1.21,1.2,1.2,1.2,1.19,1.19,1.18,1.18,1.17,1.17,1.17,1.1599999999999999,1.1599999999999999,1.1499999999999999,1.1499999999999999,1.1499999999999999,1.1399999999999999,1.1399999999999999,1.1399999999999999,1.1299999999999999,1.1299999999999999,1.1299999999999999,1.1200000000000001,1.1200000000000001,1.1100000000000001,1.1100000000000001,1.1100000000000001,1.1000000000000001,1.1000000000000001,1.1000000000000001,1.0900000000000001,1.0900000000000001,1.0900000000000001,1.0900000000000001,1.08,1.08,1.08,1.07,1.07,1.07,1.06,1.06,1.06,1.06,1.05,1.05,1.05,1.05,1.04,1.04,1.04,1.03,1.03,1.03,1.03,1.03,1.02,1.02,1.02,1.02,1.01,1.01,1.01,1.01,1.01,1,1,1,1,1,0.99,0.99,0.99,0.99,{"$error":"#N/A"},{"$error":"#N/A"},{"$error":"#N/A"},{"$error":"#N/A"},{"$error":"#N/A"},{"$error":"#N/A"},{"$error":"#N/A"},{"$error":"#N/A"},{"$error":"#N/A"},{"$error":"#N/A"}]
["R22",41,301,{"$error":"#N/A"},{"$error":"#N/A"},{"$error":"#N/A"},{"$error":"#N/A"},{"$error":"#N/A"},{"$error":"#N/A"},{"$error":"#N/A"},{"$error":"#N/A"},{"$error":"#N/A"},{"$error":"#N/A"},{"$error":"#N/A"},{"$error":"#N/A"},{"$error":"#N/A"},{"$error":"#N/A"},{"$error":"#N/A"},{"$error":"#N/A"},{"$error":"#N/A"},{"$error":"#N/A"},{"$error":"#N/A"},{"$error":"#N/A"},{"$error":"#N/A"},{"$error":"#N/A"},{"$error":"#N/A"},{"$error":"#N/A"},{"$error":"#N/A"},{"$error":"#N/A"},{"$error":"#N/A"},{"$error":"#N/A"},{"$error":"#N/A"},{"$error":"#N/A"},1.31,1.3,1.29,1.29,1.28,1.28,1.27,1.27,1.26,1.26,1.26,1.25,1.25,1.24,1.24,1.23,1.23,1.22,1.22,1.21,1.21,1.21,1.2,1.2,1.19,1.19,1.18,1.18,1.18,1.17,1.17,1.1599999999999999,1.1599999999999999,1.1599999999999999,1.1499999999999999,1.1499999999999999,1.1499999999999999,1.1399999999999999,1.1399999999999999,1.1299999999999999,1.1299999999999999,1.1299999999999999,1.1200000000000001,1.1200000000000001,1.1200000000000001,1.1100000000000001,1.1100000000000001,1.1100000000000001,1.1000000000000001,1.1000000000000001,1.1000000000000001,1.0900000000000001,1.0900000000000001,1.0900000000000001,1.0900000000000001,1.08,1.08,1.08,1.07,1.07,1.07,1.06,1.06,1.06,1.06,1.05,1.05,1.05,1.05,1.04,1.04,1.04,1.04,1.03,1.03,1.03,1.03,1.02,1.02,1.02,1.02,1.02,1.01,1.01,1.01,1.01,1.01,1,1,1,1,{"$error":"#N/A"},{"$error":"#N/A"},{"$error":"#N/A"},{"$error":"#N/A"},{"$error":"#N/A"},{"$error":"#N/A"},{"$error":"#N/A"},{"$error":"#N/A"},{"$error":"#N/A"},{"$error":"#N/A"}]
["R22",42,302,{"$error":"#N/A"},{"$error":"#N/A"},{"$error":"#N/A"},{"$error":"#N/A"},{"$error":"#N/A"},{"$error":"#N/A"},{"$error":"#N/A"},{"$error":"#N/A"},{"$error":"#N/A"},{"$error":"#N/A"},{"$error":"#N/A"},{"$error":"#N/A"},{"$error":"#N/A"},{"$error":"#N/A"},{"$error":"#N/A"},{"$error":"#N/A"},{"$error":"#N/A"},{"$error":"#N/A"},{"$error":"#N/A"},{"$error":"#N/A"},{"$error":"#N/A"},{"$error":"#N/A"},{"$error":"#N/A"},{"$error":"#N/A"},{"$error":"#N/A"},{"$error":"#N/A"},{"$error":"#N/A"},{"$error":"#N/A"},{"$error":"#N/A"},{"$error":"#N/A"},1.32,1.32,1.31,1.31,1.3,1.3,1.29,1.29,1.28,1.28,1.27,1.27,1.26,1.26,1.25,1.25,1.24,1.24,1.23,1.23,1.22,1.22,1.22,1.21,1.21,1.2,1.2,1.19,1.19,1.19,1.18,1.18,1.17,1.17,1.17,1.1599999999999999,1.1599999999999999,1.1599999999999999,1.1499999999999999,1.1499999999999999,1.1399999999999999,1.1399999999999999,1.1399999999999999,1.1299999999999999,1.1299999999999999,1.1299999999999999,1.1200000000000001,1.1200000000000001,1.1200000000000001,1.1100000000000001,1.1100000000000001,1.1100000000000001,1.1000000000000001,1.1000000000000001,1.1000000000000001,1.0900000000000001,1.0900000000000001,1.0900000000000001,1.0900000000000001,1.08,1.08,1.08,1.07,1.07,1.07,1.07,1.06,1.06,1.06,1.05,1.05,1.05,1.05,1.04,1.04,1.04,1.04,1.04,1.03,1.03,1.03,1.03,1.02,1.02,1.02,1.02,1.02,1.01,1.01,1.01,1.01,{"$error":"#N/A"},{"$error":"#N/A"},{"$error":"#N/A"},{"$error":"#N/A"},{"$error":"#N/A"},{"$error":"#N/A"},{"$error":"#N/A"},{"$error":"#N/A"},{"$error":"#N/A"},{"$error":"#N/A"}]
["R22",43,303,{"$error":"#N/A"},{"$error":"#N/A"},{"$error":"#N/A"},{"$error":"#N/A"},{"$error":"#N/A"},{"$error":"#N/A"},{"$error":"#N/A"},{"$error":"#N/A"},{"$error":"#N/A"},{"$error":"#N/A"},{"$error":"#N/A"},{"$error":"#N/A"},{"$error":"#N/A"},{"$error":"#N/A"},{"$error":"#N/A"},{"$error":"#N/A"},{"$error":"#N/A"},{"$error":"#N/A"},{"$error":"#N/A"},{"$error":"#N/A"},{"$error":"#N/A"},{"$error":"#N/A"},{"$error":"#N/A"},{"$error":"#N/A"},{"$error":"#N/A"},{"$error":"#N/A"},{"$error":"#N/A"},{"$error":"#N/A"},{"$error":"#N/A"},{"$error":"#N/A"},1.34,1.33,1.33,1.32,1.32,1.31,1.31,1.3,1.3,1.29,1.29,1.28,1.28,1.27,1.27,1.26,1.26,1.25,1.25,1.24,1.24,1.24,1.23,1.23,1.22,1.22,1.21,1.21,1.2,1.2,1.2,1.19,1.19,1.18,1.18,1.18,1.17,1.17,1.1599999999999999,1.1599999999999999,1.1599999999999999,1.1499999999999999,1.1499999999999999,1.1499999999999999,1.1399999999999999,1.1399999999999999,1.1399999999999999,1.1299999999999999,1.1299999999999999,1.1299999999999999,1.1200000000000001,1.1200000000000001,1.1200000000000001,1.1100000000000001,1.1100000000000001,1.1100000000000001,1.1000000000000001,1.1000000000000001,1.1000000000000001,1.0900000000000001,1.0900000000000001,1.0900000000000001,1.0900000000000001,1.08,1.08,1.08,1.07,1.07,1.07,1.07,1.06,1.06,1.06,1.06,1.05,1.05,1.05,1.05,1.04,1.04,1.04,1.04,1.04,1.03,1.03,1.03,1.03,1.03,1.02,1.02,1.02,{"$error":"#N/A"},{"$error":"#N/A"},{"$error":"#N/A"},{"$error":"#N/A"},{"$error":"#N/A"},{"$error":"#N/A"},{"$error":"#N/A"},{"$error":"#N/A"},{"$error":"#N/A"},{"$error":"#N/A"}]
["R22",44,304,{"$error":"#N/A"},{"$error":"#N/A"},{"$error":"#N/A"},{"$error":"#N/A"},{"$error":"#N/A"},{"$error":"#N/A"},{"$error":"#N/A"},{"$error":"#N/A"},{"$error":"#N/A"},{"$error":"#N/A"},{"$error":"#N/A"},{"$error":"#N/A"},{"$error":"#N/A"},{"$error":"#N/A"},{"$error":"#N/A"},{"$error":"#N/A"},{"$error":"#N/A"},{"$error":"#N/A"},{"$error":"#N/A"},{"$error":"#N/A"},{"$error":"#N/A"},{"$error":"#N/A"},{"$error":"#N/A"},{"$error":"#N/A"},{"$error":"#N/A"},{"$error":"#N/A"},{"$error":"#N/A"},{"$error":"#N/A"},{"$error":"#N/A"},{"$error":"#N/A"},1.36,1.35,1.35,1.34,1.34,1.33,1.32,1.32,1.31,1.31,1.3,1.3,1.29,1.29,1.28,1.28,1.27,1.27,1.26,1.26,1.25,1.25,1.25,1.24,1.24,1.23,1.23,1.22,1.22,1.22,1.21,1.21,1.2,1.2,1.19,1.19,1.19,1.18,1.18,1.17,1.17,1.17,1.1599999999999999,1.1599999999999999,1.1599999999999999,1.1499999999999999,1.1499999999999999,1.1499999999999999,1.1399999999999999,1.1399999999999999,1.1399999999999999,1.1299999999999999,1.1299999999999999,1.1299999999999999,1.1200000000000001,1.1200000000000001,1.1200000000000001,1.1100000000000001,1.1100000000000001,1.1100000000000001,1.1000000000000001,1.1000000000000001,1.1000000000000001,1.0900000000000001,1.0900000000000001,1.0900000000000001,1.0900000000000001,1.08,1.08,1.08,1.08,1.07,1.07,1.07,1.07,1.06,1.06,1.06,1.06,1.05,1.05,1.05,1.05,1.04,1.04,1.04,1.04,1.04,1.03,1.03,1.03,{"$error":"#N/A"},{"$error":"#N/A"},{"$error":"#N/A"},{"$error":"#N/A"},{"$error":"#N/A"},{"$error":"#N/A"},{"$error":"#N/A"},{"$error":"#N/A"},{"$error":"#N/A"},{"$error":"#N/A"}]
["R22",45,305,{"$error":"#N/A"},{"$error":"#N/A"},{"$error":"#N/A"},{"$error":"#N/A"},{"$error":"#N/A"},{"$error":"#N/A"},{"$error":"#N/A"},{"$error":"#N/A"},{"$error":"#N/A"},{"$error":"#N/A"},{"$error":"#N/A"},{"$error":"#N/A"},{"$error":"#N/A"},{"$error":"#N/A"},{"$error":"#N/A"},{"$error":"#N/A"},{"$error":"#N/A"},{"$error":"#N/A"},{"$error":"#N/A"},{"$error":"#N/A"},{"$error":"#N/A"},{"$error":"#N/A"},{"$error":"#N/A"},{"$error":"#N/A"},{"$error":"#N/A"},{"$error":"#N/A"},{"$error":"#N/A"},{"$error":"#N/A"},{"$error":"#N/A"},{"$error":"#N/A"},1.38,1.37,1.36,1.36,1.35,1.35,1.34,1.34,1.33,1.33,1.32,1.32,1.31,1.31,1.3,1.3,1.29,1.29,1.28,1.28,1.27,1.27,1.26,1.26,1.25,1.25,1.24,1.24,1.23,1.23,1.23,1.22,1.22,1.21,1.21,1.2,1.2,1.2,1.19,1.19,1.18,1.18,1.18,1.17,1.17,1.17,1.1599999999999999,1.1599999999999999,1.1599999999999999,1.1499999999999999,1.1499999999999999,1.1499999999999999,1.1399999999999999,1.1399999999999999,1.1399999999999999,1.1299999999999999,1.1299999999999999,1.1299999999999999,1.1200000000000001,1.1200000000000001,1.1200000000000001,1.1100000000000001,1.1100000000000001,1.1100000000000001,1.1000000000000001,1.1000000000000001,1.1000000000000001,1.1000000000000001,1.0900000000000001,1.0900000000000001,1.0900000000000001,1.08,1.08,1.08,1.08,1.07,1.07,1.07,1.07,1.06,1.06,1.06,1.06,1.06,1.05,1.05,1.05,1.05,1.05,1.04,1.04,{"$error":"#N/A"},{"$error":"#N/A"},{"$error":"#N/A"},{"$error":"#N/A"},{"$error":"#N/A"},{"$error":"#N/A"},{"$error":"#N/A"},{"$error":"#N/A"},{"$error":"#N/A"},{"$error":"#N/A"}]
["R22",46,306,{"$error":"#N/A"},{"$error":"#N/A"},{"$error":"#N/A"},{"$error":"#N/A"},{"$error":"#N/A"},{"$error":"#N/A"},{"$error":"#N/A"},{"$error":"#N/A"},{"$error":"#N/A"},{"$error":"#N/A"},{"$error":"#N/A"},{"$error":"#N/A"},{"$error":"#N/A"},{"$error":"#N/A"},{"$error":"#N/A"},{"$error":"#N/A"},{"$error":"#N/A"},{"$error":"#N/A"},{"$error":"#N/A"},{"$error":"#N/A"},{"$error":"#N/A"},{"$error":"#N/A"},{"$error":"#N/A"},{"$error":"#N/A"},{"$error":"#N/A"},{"$error":"#N/A"},{"$error":"#N/A"},{"$error":"#N/A"},{"$error":"#N/A"},{"$error":"#N/A"},1.39,1.39,1.38,1.38,1.37,1.37,1.36,1.35,1.35,1.34,1.34,1.33,1.33,1.32,1.32,1.31,1.31,1.3,1.3,1.29,1.29,1.28,1.28,1.27,1.27,1.26,1.26,1.25,1.25,1.25,1.24,1.24,1.23,1.23,1.22,1.22,1.22,1.21,1.21,1.2,1.2,1.2,1.19,1.19,1.18,1.18,1.18,1.17,1.17,1.17,1.1599999999999999,1.1599999999999999,1.1599999999999999,1.1499999999999999,1.1499999999999999,1.1399999999999999,1.1399999999999999,1.1399999999999999,1.1399999999999999,1.1299999999999999,1.1299999999999999,1.1299999999999999,1.1200000000000001,1.1200000000000001,1.1200000000000001,1.1100000000000001,1.1100000000000001,1.1100000000000001,1.1100000000000001,1.1000000000000001,1.1000000000000001,1.1000000000000001,1.0900000000000001,1.0900000000000001,1.0900000000000001,1.0900000000000001,1.08,1.08,1.08,1.08,1.07,1.07,1.07,1.07,1.07,1.06,1.06,1.06,1.06,1.05,1.05,{"$error":"#N/A"},{"$error":"#N/A"},{"$error":"#N/A"},{"$error":"#N/A"},{"$error":"#N/A"},{"$error":"#N/A"},{"$error":"#N/A"},{"$error":"#N/A"},{"$error":"#N/A"},{"$error":"#N/A"}]
["R22",47,307,{"$error":"#N/A"},{"$error":"#N/A"},{"$error":"#N/A"},{"$error":"#N/A"},{"$error":"#N/A"},{"$error":"#N/A"},{"$error":"#N/A"},{"$error":"#N/A"},{"$error":"#N/A"},{"$error":"#N/A"},{"$error":"#N/A"},{"$error":"#N/A"},{"$error":"#N/A"},{"$error":"#N/A"},{"$error":"#N/A"},{"$error":"#N/A"},{"$error":"#N/A"},{"$error":"#N/A"},{"$error":"#N/A"},{"$error":"#N/A"},{"$error":"#N/A"},{"$error":"#N/A"},{"$error":"#N/A"},{"$error":"#N/A"},{"$error":"#N/A"},{"$error":"#N/A"},{"$error":"#N/A"},{"$error":"#N/A"},{"$error":"#N/A"},{"$error":"#N/A"},1.41,1.41,1.4,1.4,1.39,1.38,1.38,1.37,1.37,1.36,1.36,1.35,1.35,1.34,1.33,1.33,1.32,1.32,1.31,1.31,1.3,1.3,1.29,1.29,1.28,1.28,1.27,1.27,1.27,1.26,1.26,1.25,1.25,1.24,1.24,1.23,1.23,1.23,1.22,1.22,1.21,1.21,1.21,1.2,1.2,1.19,1.19,1.19,1.18,1.18,1.18,1.17,1.17,1.17,1.1599999999999999,1.1599999999999999,1.1599999999999999,1.1499999999999999,1.1499999999999999,1.1499999999999999,1.1399999999999999,1.1399999999999999,1.1399999999999999,1.1299999999999999,1.1299999999999999,1.1299999999999999,1.1200000000000001,1.1200000000000001,1.1200000000000001,1.1200000000000001,1.1100000000000001,1.1100000000000001,1.1100000000000001,1.1000000000000001,1.1000000000000001,1.1000000000000001,1.1000000000000001,1.0900000000000001,1.0900000000000001,1.0900000000000001,1.0900000000000001,1.08,1.08,1.08,1.08,1.07,1.07,1.07,1.07,1.07,1.06,{"$error":"#N/A"},{"$error":"#N/A"},{"$error":"#N/A"},{"$error":"#N/A"},{"$error":"#N/A"},{"$error":"#N/A"},{"$error":"#N/A"},{"$error":"#N/A"},{"$error":"#N/A"},{"$error":"#N/A"}]
["R22",48,308,{"$error":"#N/A"},{"$error":"#N/A"},{"$error":"#N/A"},{"$error":"#N/A"},{"$error":"#N/A"},{"$error":"#N/A"},{"$error":"#N/A"},{"$error":"#N/A"},{"$error":"#N/A"},{"$error":"#N/A"},{"$error":"#N/A"},{"$error":"#N/A"},{"$error":"#N/A"},{"$error":"#N/A"},{"$error":"#N/A"},{"$error":"#N/A"},{"$error":"#N/A"},{"$error":"#N/A"},{"$error":"#N/A"},{"$error":"#N/A"},{"$error":"#N/A"},{"$error":"#N/A"},{"$error":"#N/A"},{"$error":"#N/A"},{"$error":"#N/A"},{"$error":"#N/A"},{"$error":"#N/A"},{"$error":"#N/A"},{"$error":"#N/A"},{"$error":"#N/A"},1.43,1.43,1.42,1.42,1.41,1.4,1.4,1.39,1.39,1.38,1.37,1.37,1.36,1.36,1.35,1.35,1.34,1.34,1.33,1.33,1.32,1.32,1.31,1.31,1.3,1.3,1.29,1.29,1.28,1.28,1.27,1.27,1.26,1.26,1.25,1.25,1.25,1.24,1.24,1.23,1.23,1.23,1.22,1.22,1.21,1.21,1.21,1.2,1.2,1.19,1.19,1.19,1.18,1.18,1.18,1.17,1.17,1.17,1.1599999999999999,1.1599999999999999,1.1599999999999999,1.1499999999999999,1.1499999999999999,1.1499999999999999,1.1399999999999999,1.1399999999999999,1.1399999999999999,1.1299999999999999,1.1299999999999999,1.1299999999999999,1.1299999999999999,1.1200000000000001,1.1200000000000001,1.1200000000000001,1.1100000000000001,1.1100000000000001,1.1100000000000001,1.1100000000000001,1.1000000000000001,1.1000000000000001,1.1000000000000001,1.1000000000000001,1.0900000000000001,1.0900000000000001,1.0900000000000001,1.0900000000000001,1.08,1.08,1.08,1.08,1.08,{"$error":"#N/A"},{"$error":"#N/A"},{"$error":"#N/A"},{"$error":"#N/A"},{"$error":"#N/A"},{"$error":"#N/A"},{"$error":"#N/A"},{"$error":"#N/A"},{"$error":"#N/A"},{"$error":"#N/A"}]
["R22",49,309,{"$error":"#N/A"},{"$error":"#N/A"},{"$error":"#N/A"},{"$error":"#N/A"},{"$error":"#N/A"},{"$error":"#N/A"},{"$error":"#N/A"},{"$error":"#N/A"},{"$error":"#N/A"},{"$error":"#N/A"},{"$error":"#N/A"},{"$error":"#N/A"},{"$error":"#N/A"},{"$error":"#N/A"},{"$error":"#N/A"},{"$error":"#N/A"},{"$error":"#N/A"},{"$error":"#N/A"},{"$error":"#N/A"},{"$error":"#N/A"},{"$error":"#N/A"},{"$error":"#N/A"},{"$error":"#N/A"},{"$error":"#N/A"},{"$error":"#N/A"},{"$error":"#N/A"},{"$error":"#N/A"},{"$error":"#N/A"},{"$error":"#N/A"},{"$error":"#N/A"},1.45,1.45,1.44,1.44,1.43,1.42,1.42,1.41,1.41,1.4,1.39,1.39,1.38,1.38,1.37,1.37,1.36,1.35,1.35,1.34,1.34,1.33,1.33,1.32,1.32,1.31,1.31,1.3,1.3,1.29,1.29,1.28,1.28,1.28,1.27,1.27,1.26,1.26,1.25,1.25,1.24,1.24,1.24,1.23,1.23,1.22,1.22,1.22,1.21,1.21,1.2,1.2,1.2,1.19,1.19,1.19,1.18,1.18,1.18,1.17,1.17,1.17,1.1599999999999999,1.1599999999999999,1.1599999999999999,1.1499999999999999,1.1499999999999999,1.1499999999999999,1.1399999999999999,1.1399999999999999,1.1399999999999999,1.1399999999999999,1.1299999999999999,1.1299999999999999,1.1299999999999999,1.1200000000000001,1.1200000000000001,1.1200000000000001,1.1200000000000001,1.1100000000000001,1.1100000000000001,1.1100000000000001,1.1100000000000001,1.1000000000000001,1.1000000000000001,1.1000000000000001,1.1000000000000001,1.0900000000000001,1.0900000000000001,1.0900000000000001,1.0900000000000001,{"$error":"#N/A"},{"$error":"#N/A"},{"$error":"#N/A"},{"$error":"#N/A"},{"$error":"#N/A"},{"$error":"#N/A"},{"$error":"#N/A"},{"$error":"#N/A"},{"$error":"#N/A"},{"$error":"#N/A"}]
["R22",50,310,{"$error":"#N/A"},{"$error":"#N/A"},{"$error":"#N/A"},{"$error":"#N/A"},{"$error":"#N/A"},{"$error":"#N/A"},{"$error":"#N/A"},{"$error":"#N/A"},{"$error":"#N/A"},{"$error":"#N/A"},{"$error":"#N/A"},{"$error":"#N/A"},{"$error":"#N/A"},{"$error":"#N/A"},{"$error":"#N/A"},{"$error":"#N/A"},{"$error":"#N/A"},{"$error":"#N/A"},{"$error":"#N/A"},{"$error":"#N/A"},{"$error":"#N/A"},{"$error":"#N/A"},{"$error":"#N/A"},{"$error":"#N/A"},{"$error":"#N/A"},{"$error":"#N/A"},{"$error":"#N/A"},{"$error":"#N/A"},{"$error":"#N/A"},{"$error":"#N/A"},1.48,1.47,1.46,1.46,1.45,1.44,1.44,1.43,1.43,1.42,1.41,1.41,1.4,1.4,1.39,1.38,1.38,1.37,1.37,1.36,1.36,1.35,1.35,1.34,1.34,1.33,1.33,1.32,1.32,1.31,1.31,1.3,1.3,1.29,1.29,1.28,1.28,1.27,1.27,1.27,1.26,1.26,1.25,1.25,1.24,1.24,1.24,1.23,1.23,1.22,1.22,1.22,1.21,1.21,1.21,1.2,1.2,1.19,1.19,1.19,1.18,1.18,1.18,1.17,1.17,1.17,1.1599999999999999,1.1599999999999999,1.1599999999999999,1.1499999999999999,1.1499999999999999,1.1499999999999999,1.1499999999999999,1.1399999999999999,1.1399999999999999,1.1399999999999999,1.1299999999999999,1.1299999999999999,1.1299999999999999,1.1299999999999999,1.1200000000000001,1.1200000000000001,1.1200000000000001,1.1200000000000001,1.1100000000000001,1.1100000000000001,1.1100000000000001,1.1100000000000001,1.1100000000000001,1.1000000000000001,1.1000000000000001,{"$error":"#N/A"},{"$error":"#N/A"},{"$error":"#N/A"},{"$error":"#N/A"},{"$error":"#N/A"},{"$error":"#N/A"},{"$error":"#N/A"},{"$error":"#N/A"},{"$error":"#N/A"},{"$error":"#N/A"}]
["R22",51,311,{"$error":"#N/A"},{"$error":"#N/A"},{"$error":"#N/A"},{"$error":"#N/A"},{"$error":"#N/A"},{"$error":"#N/A"},{"$error":"#N/A"},{"$error":"#N/A"},{"$error":"#N/A"},{"$error":"#N/A"},{"$error":"#N/A"},{"$error":"#N/A"},{"$error":"#N/A"},{"$error":"#N/A"},{"$error":"#N/A"},{"$error":"#N/A"},{"$error":"#N/A"},{"$error":"#N/A"},{"$error":"#N/A"},{"$error":"#N/A"},{"$error":"#N/A"},{"$error":"#N/A"},{"$error":"#N/A"},{"$error":"#N/A"},{"$error":"#N/A"},{"$error":"#N/A"},{"$error":"#N/A"},{"$error":"#N/A"},{"$error":"#N/A"},{"$error":"#N/A"},1.5,1.49,1.48,1.48,1.47,1.47,1.46,1.45,1.45,1.44,1.43,1.43,1.42,1.42,1.41,1.4,1.4,1.39,1.39,1.38,1.38,1.37,1.37,1.36,1.35,1.35,1.34,1.34,1.33,1.33,1.32,1.32,1.31,1.31,1.3,1.3,1.3,1.29,1.29,1.28,1.28,1.27,1.27,1.26,1.26,1.26,1.25,1.25,1.24,1.24,1.24,1.23,1.23,1.22,1.22,1.22,1.21,1.21,1.21,1.2,1.2,1.2,1.19,1.19,1.18,1.18,1.18,1.18,1.17,1.17,1.17,1.1599999999999999,1.1599999999999999,1.1599999999999999,1.1499999999999999,1.1499999999999999,1.1499999999999999,1.1499999999999999,1.1399999999999999,1.1399999999999999,1.1399999999999999,1.1399999999999999,1.1299999999999999,1.1299999999999999,1.1299999999999999,1.1299999999999999,1.1200000000000001,1.1200000000000001,1.1200000000000001,1.1200000000000001,1.1100000000000001,{"$error":"#N/A"},{"$error":"#N/A"},{"$error":"#N/A"},{"$error":"#N/A"},{"$error":"#N/A"},{"$error":"#N/A"},{"$error":"#N/A"},{"$error":"#N/A"},{"$error":"#N/A"},{"$error":"#N/A"}]
["R22",52,312,{"$error":"#N/A"},{"$error":"#N/A"},{"$error":"#N/A"},{"$error":"#N/A"},{"$error":"#N/A"},{"$error":"#N/A"},{"$error":"#N/A"},{"$error":"#N/A"},{"$error":"#N/A"},{"$error":"#N/A"},{"$error":"#N/A"},{"$error":"#N/A"},{"$error":"#N/A"},{"$error":"#N/A"},{"$error":"#N/A"},{"$error":"#N/A"},{"$error":"#N/A"},{"$error":"#N/A"},{"$error":"#N/A"},{"$error":"#N/A"},{"$error":"#N/A"},{"$error":"#N/A"},{"$error":"#N/A"},{"$error":"#N/A"},{"$error":"#N/A"},{"$error":"#N/A"},{"$error":"#N/A"},{"$error":"#N/A"},{"$error":"#N/A"},{"$error":"#N/A"},1.52,1.51,1.51,1.5,1.49,1.49,1.48,1.47,1.47,1.46,1.46,1.45,1.44,1.44,1.43,1.42,1.42,1.41,1.41,1.4,1.4,1.39,1.38,1.38,1.37,1.37,1.36,1.36,1.35,1.35,1.34,1.34,1.33,1.33,1.32,1.32,1.31,1.31,1.3,1.3,1.29,1.29,1.29,1.28,1.28,1.27,1.27,1.26,1.26,1.26,1.25,1.25,1.24,1.24,1.24,1.23,1.23,1.22,1.22,1.22,1.21,1.21,1.21,1.2,1.2,1.2,1.19,1.19,1.19,1.18,1.18,1.18,1.17,1.17,1.17,1.17,1.1599999999999999,1.1599999999999999,1.1599999999999999,1.1499999999999999,1.1499999999999999,1.1499999999999999,1.1499999999999999,1.1399999999999999,1.1399999999999999,1.1399999999999999,1.1399999999999999,1.1299999999999999,1.1299999999999999,1.1299999999999999,1.1299999999999999,{"$error":"#N/A"},{"$error":"#N/A"},{"$error":"#N/A"},{"$error":"#N/A"},{"$error":"#N/A"},{"$error":"#N/A"},{"$error":"#N/A"},{"$error":"#N/A"},{"$error":"#N/A"},{"$error":"#N/A"}]
["R22",53,313,{"$error":"#N/A"},{"$error":"#N/A"},{"$error":"#N/A"},{"$error":"#N/A"},{"$error":"#N/A"},{"$error":"#N/A"},{"$error":"#N/A"},{"$error":"#N/A"},{"$error":"#N/A"},{"$error":"#N/A"},{"$error":"#N/A"},{"$error":"#N/A"},{"$error":"#N/A"},{"$error":"#N/A"},{"$error":"#N/A"},{"$error":"#N/A"},{"$error":"#N/A"},{"$error":"#N/A"},{"$error":"#N/A"},{"$error":"#N/A"},{"$error":"#N/A"},{"$error":"#N/A"},{"$error":"#N/A"},{"$error":"#N/A"},{"$error":"#N/A"},{"$error":"#N/A"},{"$error":"#N/A"},{"$error":"#N/A"},{"$error":"#N/A"},{"$error":"#N/A"},1.54,1.54,1.53,1.52,1.52,1.51,1.5,1.5,1.49,1.48,1.48,1.47,1.46,1.46,1.45,1.45,1.44,1.43,1.43,1.42,1.42,1.41,1.4,1.4,1.39,1.39,1.38,1.38,1.37,1.37,1.36,1.36,1.35,1.35,1.34,1.34,1.33,1.33,1.32,1.32,1.31,1.31,1.3,1.3,1.29,1.29,1.28,1.28,1.28,1.27,1.27,1.26,1.26,1.26,1.25,1.25,1.24,1.24,1.24,1.23,1.23,1.23,1.22,1.22,1.22,1.21,1.21,1.2,1.2,1.2,1.2,1.19,1.19,1.19,1.18,1.18,1.18,1.17,1.17,1.17,1.17,1.1599999999999999,1.1599999999999999,1.1599999999999999,1.1599999999999999,1.1499999999999999,1.1499999999999999,1.1499999999999999,1.1499999999999999,1.1399999999999999,1.1399999999999999,{"$error":"#N/A"},{"$error":"#N/A"},{"$error":"#N/A"},{"$error":"#N/A"},{"$error":"#N/A"},{"$error":"#N/A"},{"$error":"#N/A"},{"$error":"#N/A"},{"$error":"#N/A"},{"$error":"#N/A"}]
["R22",54,314,{"$error":"#N/A"},{"$error":"#N/A"},{"$error":"#N/A"},{"$error":"#N/A"},{"$error":"#N/A"},{"$error":"#N/A"},{"$error":"#N/A"},{"$error":"#N/A"},{"$error":"#N/A"},{"$error":"#N/A"},{"$error":"#N/A"},{"$error":"#N/A"},{"$error":"#N/A"},{"$error":"#N/A"},{"$error":"#N/A"},{"$error":"#N/A"},{"$error":"#N/A"},{"$error":"#N/A"},{"$error":"#N/A"},{"$error":"#N/A"},{"$error":"#N/A"},{"$error":"#N/A"},{"$error":"#N/A"},{"$error":"#N/A"},{"$error":"#N/A"},{"$error":"#N/A"},{"$error":"#N/A"},{"$error":"#N/A"},{"$error":"#N/A"},{"$error":"#N/A"},1.57,1.56,1.55,1.55,1.54,1.53,1.53,1.52,1.51,1.51,1.5,1.49,1.49,1.48,1.47,1.47,1.46,1.45,1.45,1.44,1.44,1.43,1.42,1.42,1.41,1.41,1.4,1.4,1.39,1.39,1.38,1.37,1.37,1.36,1.36,1.35,1.35,1.34,1.34,1.33,1.33,1.33,1.32,1.32,1.31,1.31,1.3,1.3,1.29,1.29,1.28,1.28,1.28,1.27,1.27,1.26,1.26,1.26,1.25,1.25,1.25,1.24,1.24,1.23,1.23,1.23,1.22,1.22,1.22,1.21,1.21,1.21,1.2,1.2,1.2,1.19,1.19,1.19,1.19,1.18,1.18,1.18,1.17,1.17,1.17,1.17,1.1599999999999999,1.1599999999999999,1.1599999999999999,1.1599999999999999,1.1499999999999999,{"$error":"#N/A"},{"$error":"#N/A"},{"$error":"#N/A"},{"$error":"#N/A"},{"$error":"#N/A"},{"$error":"#N/A"},{"$error":"#N/A"},{"$error":"#N/A"},{"$error":"#N/A"},{"$error":"#N/A"}]
["R22",56,316,{"$error":"#N/A"},{"$error":"#N/A"},{"$error":"#N/A"},{"$error":"#N/A"},{"$error":"#N/A"},{"$error":"#N/A"},{"$error":"#N/A"},{"$error":"#N/A"},{"$error":"#N/A"},{"$error":"#N/A"},{"$error":"#N/A"},{"$error":"#N/A"},{"$error":"#N/A"},{"$error":"#N/A"},{"$error":"#N/A"},{"$error":"#N/A"},{"$error":"#N/A"},{"$error":"#N/A"},{"$error":"#N/A"},{"$error":"#N/A"},{"$error":"#N/A"},{"$error":"#N/A"},{"$error":"#N/A"},{"$error":"#N/A"},{"$error":"#N/A"},{"$error":"#N/A"},{"$error":"#N/A"},{"$error":"#N/A"},{"$error":"#N/A"},{"$error":"#N/A"},1.62,1.61,1.61,1.6,1.59,1.58,1.58,1.57,1.56,1.55,1.55,1.54,1.53,1.53,1.52,1.51,1.51,1.5,1.49,1.49,1.48,1.47,1.47,1.46,1.46,1.45,1.44,1.44,1.43,1.43,1.42,1.42,1.41,1.4,1.4,1.39,1.39,1.38,1.38,1.37,1.37,1.36,1.36,1.35,1.35,1.34,1.34,1.33,1.33,1.33,1.32,1.32,1.31,1.31,1.3,1.3,1.3,1.29,1.29,1.28,1.28,1.28,1.27,1.27,1.26,1.26,1.26,1.25,1.25,1.25,1.24,1.24,1.24,1.23,1.23,1.23,1.22,1.22,1.22,1.21,1.21,1.21,1.21,1.2,1.2,1.2,1.19,1.19,1.19,1.19,1.18,{"$error":"#N/A"},{"$error":"#N/A"},{"$error":"#N/A"},{"$error":"#N/A"},{"$error":"#N/A"},{"$error":"#N/A"},{"$error":"#N/A"},{"$error":"#N/A"},{"$error":"#N/A"},{"$error":"#N/A"}]
["R22",61,321,{"$error":"#N/A"},{"$error":"#N/A"},{"$error":"#N/A"},{"$error":"#N/A"},{"$error":"#N/A"},{"$error":"#N/A"},{"$error":"#N/A"},{"$error":"#N/A"},{"$error":"#N/A"},{"$error":"#N/A"},{"$error":"#N/A"},{"$error":"#N/A"},{"$error":"#N/A"},{"$error":"#N/A"},{"$error":"#N/A"},{"$error":"#N/A"},{"$error":"#N/A"},{"$error":"#N/A"},{"$error":"#N/A"},{"$error":"#N/A"},{"$error":"#N/A"},{"$error":"#N/A"},{"$error":"#N/A"},{"$error":"#N/A"},{"$error":"#N/A"},{"$error":"#N/A"},{"$error":"#N/A"},{"$error":"#N/A"},{"$error":"#N/A"},{"$error":"#N/A"},1.77,1.76,1.75,1.74,1.73,1.72,1.72,1.71,1.7,1.69,1.68,1.67,1.67,1.66,1.65,1.64,1.63,1.63,1.62,1.61,1.6,1.6,1.59,1.58,1.58,1.57,1.56,1.56,1.55,1.54,1.54,1.53,1.52,1.52,1.51,1.5,1.5,1.49,1.49,1.48,1.47,1.47,1.46,1.46,1.45,1.45,1.44,1.44,1.43,1.43,1.42,1.42,1.41,1.41,1.4,1.4,1.39,1.39,1.38,1.38,1.37,1.37,1.36,1.36,1.36,1.35,1.35,1.34,1.34,1.34,1.33,1.33,1.32,1.32,1.32,1.31,1.31,1.31,1.3,1.3,1.3,1.29,1.29,1.29,1.28,1.28,1.28,1.27,1.27,1.27,1.27,{"$error":"#N/A"},{"$error":"#N/A"},{"$error":"#N/A"},{"$error":"#N/A"},{"$error":"#N/A"},{"$error":"#N/A"},{"$error":"#N/A"},{"$error":"#N/A"},{"$error":"#N/A"},{"$error":"#N/A"}]
["R22",66,326,{"$error":"#N/A"},{"$error":"#N/A"},{"$error":"#N/A"},{"$error":"#N/A"},{"$error":"#N/A"},{"$error":"#N/A"},{"$error":"#N/A"},{"$error":"#N/A"},{"$error":"#N/A"},{"$error":"#N/A"},{"$error":"#N/A"},{"$error":"#N/A"},{"$error":"#N/A"},{"$error":"#N/A"},{"$error":"#N/A"},{"$error":"#N/A"},{"$error":"#N/A"},{"$error":"#N/A"},{"$error":"#N/A"},{"$error":"#N/A"},{"$error":"#N/A"},{"$error":"#N/A"},{"$error":"#N/A"},{"$error":"#N/A"},{"$error":"#N/A"},{"$error":"#N/A"},{"$error":"#N/A"},{"$error":"#N/A"},{"$error":"#N/A"},{"$error":"#N/A"},1.95,1.94,1.93,1.92,1.91,1.9,1.89,1.88,1.87,1.86,1.85,1.84,1.83,1.82,1.81,1.8,1.79,1.78,1.77,1.76,1.75,1.75,1.74,1.73,1.72,1.71,1.71,1.7,1.69,1.68,1.67,1.67,1.66,1.65,1.64,1.64,1.63,1.62,1.62,1.61,1.6,1.6,1.59,1.58,1.58,1.57,1.56,1.56,1.55,1.55,1.54,1.53,1.53,1.52,1.52,1.51,1.51,1.5,1.5,1.49,1.49,1.48,1.48,1.47,1.47,1.46,1.46,1.45,1.45,1.44,1.44,1.43,1.43,1.42,1.42,1.42,1.41,1.41,1.4,1.4,1.4,1.39,1.39,1.39,1.38,1.38,1.37,1.37,1.37,1.36,1.36,{"$error":"#N/A"},{"$error":"#N/A"},{"$error":"#N/A"},{"$error":"#N/A"},{"$error":"#N/A"},{"$error":"#N/A"},{"$error":"#N/A"},{"$error":"#N/A"},{"$error":"#N/A"},{"$error":"#N/A"}]
["R22",69,329,{"$error":"#N/A"},{"$error":"#N/A"},{"$error":"#N/A"},{"$error":"#N/A"},{"$error":"#N/A"},{"$error":"#N/A"},{"$error":"#N/A"},{"$error":"#N/A"},{"$error":"#N/A"},{"$error":"#N/A"},{"$error":"#N/A"},{"$error":"#N/A"},{"$error":"#N/A"},{"$error":"#N/A"},{"$error":"#N/A"},{"$error":"#N/A"},{"$error":"#N/A"},{"$error":"#N/A"},{"$error":"#N/A"},{"$error":"#N/A"},{"$error":"#N/A"},{"$error":"#N/A"},{"$error":"#N/A"},{"$error":"#N/A"},{"$error":"#N/A"},{"$error":"#N/A"},{"$error":"#N/A"},{"$error":"#N/A"},{"$error":"#N/A"},{"$error":"#N/A"},2.08,2.0699999999999998,2.06,2.04,2.0299999999999998,2.02,2.0099999999999998,2,1.99,1.97,1.96,1.95,1.94,1.93,1.92,1.91,1.9,1.89,1.88,1.87,1.86,1.85,1.84,1.83,1.82,1.82,1.81,1.8,1.79,1.78,1.77,1.76,1.76,1.75,1.74,1.73,1.72,1.72,1.71,1.7,1.69,1.69,1.68,1.67,1.66,1.66,1.65,1.64,1.64,1.63,1.62,1.62,1.61,1.61,1.6,1.59,1.59,1.58,1.58,1.57,1.56,1.56,1.55,1.55,1.54,1.54,1.53,1.53,1.52,1.52,1.51,1.51,1.5,1.5,1.49,1.49,1.48,1.48,1.47,1.47,1.47,1.46,1.46,1.45,1.45,1.45,1.44,1.44,1.44,1.43,1.43,{"$error":"#N/A"},{"$error":"#N/A"},{"$error":"#N/A"},{"$error":"#N/A"},{"$error":"#N/A"},{"$error":"#N/A"},{"$error":"#N/A"},{"$error":"#N/A"},{"$error":"#N/A"},{"$error":"#N/A"}]
["R22",73,333,{"$error":"#N/A"},{"$error":"#N/A"},{"$error":"#N/A"},{"$error":"#N/A"},{"$error":"#N/A"},{"$error":"#N/A"},{"$error":"#N/A"},{"$error":"#N/A"},{"$error":"#N/A"},{"$error":"#N/A"},{"$error":"#N/A"},{"$error":"#N/A"},{"$error":"#N/A"},{"$error":"#N/A"},{"$error":"#N/A"},{"$error":"#N/A"},{"$error":"#N/A"},{"$error":"#N/A"},{"$error":"#N/A"},{"$error":"#N/A"},{"$error":"#N/A"},{"$error":"#N/A"},{"$error":"#N/A"},{"$error":"#N/A"},{"$error":"#N/A"},{"$error":"#N/A"},{"$error":"#N/A"},{"$error":"#N/A"},{"$error":"#N/A"},{"$error":"#N/A"},2.29,2.2799999999999998,2.2599999999999998,2.25,2.23,2.2200000000000002,2.21,2.19,2.1800000000000002,2.17,2.15,2.14,2.13,2.12,2.1,2.09,2.08,2.0699999999999998,2.06,2.04,2.0299999999999998,2.02,2.0099999999999998,2,1.99,1.98,1.97,1.96,1.95,1.94,1.93,1.92,1.91,1.9,1.89,1.88,1.87,1.86,1.85,1.84,1.84,1.83,1.82,1.81,1.8,1.79,1.79,1.78,1.77,1.76,1.76,1.75,1.74,1.73,1.73,1.72,1.71,1.71,1.7,1.69,1.69,1.68,1.67,1.67,1.66,1.66,1.65,1.64,1.64,1.63,1.63,1.62,1.62,1.61,1.61,1.6,1.6,1.59,1.59,1.58,1.58,1.57,1.57,1.56,1.56,1.55,1.55,1.54,1.54,1.54,1.53,{"$error":"#N/A"},{"$error":"#N/A"},{"$error":"#N/A"},{"$error":"#N/A"},{"$error":"#N/A"},{"$error":"#N/A"},{"$error":"#N/A"},{"$error":"#N/A"},{"$error":"#N/A"},{"$error":"#N/A"}]
["R23",-48,342,0.86,0.86,0.86,0.86,0.86,0.85,0.85,0.85,0.85,0.85,0.84,0.84,0.84,0.84,0.84,0.83,0.83,0.83,0.83,0.83,0.83,0.82,0.82,0.82,0.82,0.82,0.82,0.82,0.81,0.81,0.81,0.81,0.81,0.81,0.81,0.8,0.8,0.8,0.8,0.8,0.8,0.8,0.8,0.8,0.79,0.79,0.79,0.79,0.79,0.79,0.79,0.79,0.79,0.78,0.78,0.78,{"$error":"#N/A"},{"$error":"#N/A"},{"$error":"#N/A"},{"$error":"#N/A"},{"$error":"#N/A"},{"$error":"#N/A"},{"$error":"#N/A"},{"$error":"#N/A"},{"$error":"#N/A"},{"$error":"#N/A"},{"$error":"#N/A"},{"$error":"#N/A"},{"$error":"#N/A"},{"$error":"#N/A"},{"$error":"#N/A"},{"$error":"#N/A"},{"$error":"#N/A"},{"$error":"#N/A"},{"$error":"#N/A"},{"$error":"#N/A"},{"$error":"#N/A"},{"$error":"#N/A"},{"$error":"#N/A"},{"$error":"#N/A"},{"$error":"#N/A"},{"$error":"#N/A"},{"$error":"#N/A"},{"$error":"#N/A"},{"$error":"#N/A"},{"$error":"#N/A"},{"$error":"#N/A"},{"$error":"#N/A"},{"$error":"#N/A"},{"$error":"#N/A"},{"$error":"#N/A"},{"$error":"#N/A"},{"$error":"#N/A"},{"$error":"#N/A"},{"$error":"#N/A"},{"$error":"#N/A"},{"$error":"#N/A"},{"$error":"#N/A"},{"$error":"#N/A"},{"$error":"#N/A"},{"$error":"#N/A"},{"$error":"#N/A"},{"$error":"#N/A"},{"$error":"#N/A"},{"$error":"#N/A"},{"$error":"#N/A"},{"$error":"#N/A"},{"$error":"#N/A"},{"$error":"#N/A"},{"$error":"#N/A"},{"$error":"#N/A"},{"$error":"#N/A"},{"$error":"#N/A"},{"$error":"#N/A"},{"$error":"#N/A"},{"$error":"#N/A"},{"$error":"#N/A"},{"$error":"#N/A"},{"$error":"#N/A"},{"$error":"#N/A"},{"$error":"#N/A"},{"$error":"#N/A"},{"$error":"#N/A"},{"$error":"#N/A"},{"$error":"#N/A"},{"$error":"#N/A"},{"$error":"#N/A"},{"$error":"#N/A"},{"$error":"#N/A"},{"$error":"#N/A"},{"$error":"#N/A"}]
["R23",-43,347,0.9,0.9,0.9,0.9,0.9,0.89,0.89,0.89,0.89,0.89,0.88,0.88,0.88,0.88,0.88,0.87,0.87,0.87,0.87,0.87,0.87,0.86,0.86,0.86,0.86,0.86,0.86,0.85,0.85,0.85,0.85,0.85,0.85,0.84,0.84,0.84,0.84,0.84,0.84,0.84,0.83,0.83,0.83,0.83,0.83,0.83,0.83,0.83,0.82,0.82,0.82,0.82,0.82,0.82,0.82,0.82,{"$error":"#N/A"},{"$error":"#N/A"},{"$error":"#N/A"},{"$error":"#N/A"},{"$error":"#N/A"},{"$error":"#N/A"},{"$error":"#N/A"},{"$error":"#N/A"},{"$error":"#N/A"},{"$error":"#N/A"},{"$error":"#N/A"},{"$error":"#N/A"},{"$error":"#N/A"},{"$error":"#N/A"},{"$error":"#N/A"},{"$error":"#N/A"},{"$error":"#N/A"},{"$error":"#N/A"},{"$error":"#N/A"},{"$error":"#N/A"},{"$error":"#N/A"},{"$error":"#N/A"},{"$error":"#N/A"},{"$error":"#N/A"},{"$error":"#N/A"},{"$error":"#N/A"},{"$error":"#N/A"},{"$error":"#N/A"},{"$error":"#N/A"},{"$error":"#N/A"},{"$error":"#N/A"},{"$error":"#N/A"},{"$error":"#N/A"},{"$error":"#N/A"},{"$error":"#N/A"},{"$error":"#N/A"},{"$error":"#N/A"},{"$error":"#N/A"},{"$error":"#N/A"},{"$error":"#N/A"},{"$error":"#N/A"},{"$error":"#N/A"},{"$error":"#N/A"},{"$error":"#N/A"},{"$error":"#N/A"},{"$error":"#N/A"},{"$error":"#N/A"},{"$error":"#N/A"},{"$error":"#N/A"},{"$error":"#N/A"},{"$error":"#N/A"},{"$error":"#N/A"},{"$error":"#N/A"},{"$error":"#N/A"},{"$error":"#N/A"},{"$error":"#N/A"},{"$error":"#N/A"},{"$error":"#N/A"},{"$error":"#N/A"},{"$error":"#N/A"},{"$error":"#N/A"},{"$error":"#N/A"},{"$error":"#N/A"},{"$error":"#N/A"},{"$error":"#N/A"},{"$error":"#N/A"},{"$error":"#N/A"},{"$error":"#N/A"},{"$error":"#N/A"},{"$error":"#N/A"},{"$error":"#N/A"},{"$error":"#N/A"},{"$error":"#N/A"},{"$error":"#N/A"},{"$error":"#N/A"}]
["R23",-41,349,0.92,0.92,0.92,0.92,0.91,0.91,0.91,0.91,0.91,0.9,0.9,0.9,0.9,0.89,0.89,0.89,0.89,0.89,0.89,0.88,0.88,0.88,0.88,0.88,0.87,0.87,0.87,0.87,0.87,0.87,0.86,0.86,0.86,0.86,0.86,0.86,0.86,0.85,0.85,0.85,0.85,0.85,0.85,0.85,0.85,0.84,0.84,0.84,0.84,0.84,0.84,0.84,0.84,0.83,0.83,0.83,{"$error":"#N/A"},{"$error":"#N/A"},{"$error":"#N/A"},{"$error":"#N/A"},{"$error":"#N/A"},{"$error":"#N/A"},{"$error":"#N/A"},{"$error":"#N/A"},{"$error":"#N/A"},{"$error":"#N/A"},{"$error":"#N/A"},{"$error":"#N/A"},{"$error":"#N/A"},{"$error":"#N/A"},{"$error":"#N/A"},{"$error":"#N/A"},{"$error":"#N/A"},{"$error":"#N/A"},{"$error":"#N/A"},{"$error":"#N/A"},{"$error":"#N/A"},{"$error":"#N/A"},{"$error":"#N/A"},{"$error":"#N/A"},{"$error":"#N/A"},{"$error":"#N/A"},{"$error":"#N/A"},{"$error":"#N/A"},{"$error":"#N/A"},{"$error":"#N/A"},{"$error":"#N/A"},{"$error":"#N/A"},{"$error":"#N/A"},{"$error":"#N/A"},{"$error":"#N/A"},{"$error":"#N/A"},{"$error":"#N/A"},{"$error":"#N/A"},{"$error":"#N/A"},{"$error":"#N/A"},{"$error":"#N/A"},{"$error":"#N/A"},{"$error":"#N/A"},{"$error":"#N/A"},{"$error":"#N/A"},{"$error":"#N/A"},{"$error":"#N/A"},{"$error":"#N/A"},{"$error":"#N/A"},{"$error":"#N/A"},{"$error":"#N/A"},{"$error":"#N/A"},{"$error":"#N/A"},{"$error":"#N/A"},{"$error":"#N/A"},{"$error":"#N/A"},{"$error":"#N/A"},{"$error":"#N/A"},{"$error":"#N/A"},{"$error":"#N/A"},{"$error":"#N/A"},{"$error":"#N/A"},{"$error":"#N/A"},{"$error":"#N/A"},{"$error":"#N/A"},{"$error":"#N/A"},{"$error":"#N/A"},{"$error":"#N/A"},{"$error":"#N/A"},{"$error":"#N/A"},{"$error":"#N/A"},{"$error":"#N/A"},{"$error":"#N/A"},{"$error":"#N/A"},{"$error":"#N/A"}]
["R23",-36,354,0.97,0.97,0.97,0.96,0.96,0.96,0.96,0.95,0.95,0.95,0.95,0.94,0.94,0.94,0.94,0.94,0.93,0.93,0.93,0.93,0.93,0.92,0.92,0.92,0.92,0.92,0.91,0.91,0.91,0.91,0.91,0.91,0.9,0.9,0.9,0.9,0.9,0.9,0.89,0.89,0.89,0.89,0.89,0.89,0.89,0.88,0.88,0.88,0.88,0.88,0.88,0.88,0.88,0.87,0.87,0.87,{"$error":"#N/A"},{"$error":"#N/A"},{"$error":"#N/A"},{"$error":"#N/A"},{"$error":"#N/A"},{"$error":"#N/A"},{"$error":"#N/A"},{"$error":"#N/A"},{"$error":"#N/A"},{"$error":"#N/A"},{"$error":"#N/A"},{"$error":"#N/A"},{"$error":"#N/A"},{"$error":"#N/A"},{"$error":"#N/A"},{"$error":"#N/A"},{"$error":"#N/A"},{"$error":"#N/A"},{"$error":"#N/A"},{"$error":"#N/A"},{"$error":"#N/A"},{"$error":"#N/A"},{"$error":"#N/A"},{"$error":"#N/A"},{"$error":"#N/A"},{"$error":"#N/A"},{"$error":"#N/A"},{"$error":"#N/A"},{"$error":"#N/A"},{"$error":"#N/A"},{"$error":"#N/A"},{"$error":"#N/A"},{"$error":"#N/A"},{"$error":"#N/A"},{"$error":"#N/A"},{"$error":"#N/A"},{"$error":"#N/A"},{"$error":"#N/A"},{"$error":"#N/A"},{"$error":"#N/A"},{"$error":"#N/A"},{"$error":"#N/A"},{"$error":"#N/A"},{"$error":"#N/A"},{"$error":"#N/A"},{"$error":"#N/A"},{"$error":"#N/A"},{"$error":"#N/A"},{"$error":"#N/A"},{"$error":"#N/A"},{"$error":"#N/A"},{"$error":"#N/A"},{"$error":"#N/A"},{"$error":"#N/A"},{"$error":"#N/A"},{"$error":"#N/A"},{"$error":"#N/A"},{"$error":"#N/A"},{"$error":"#N/A"},{"$error":"#N/A"},{"$error":"#N/A"},{"$error":"#N/A"},{"$error":"#N/A"},{"$error":"#N/A"},{"$error":"#N/A"},{"$error":"#N/A"},{"$error":"#N/A"},{"$error":"#N/A"},{"$error":"#N/A"},{"$error":"#N/A"},{"$error":"#N/A"},{"$error":"#N/A"},{"$error":"#N/A"},{"$error":"#N/A"},{"$error":"#N/A"}]
["R23",-29,361,1.05,1.04,1.04,1.04,1.04,1.03,1.03,1.03,1.03,1.02,1.02,1.02,1.02,1.01,1.01,1.01,1.01,1,1,1,1,0.99,0.99,0.99,0.99,0.99,0.98,0.98,0.98,0.98,0.98,0.97,0.97,0.97,0.97,0.97,0.96,0.96,0.96,0.96,0.96,0.96,0.95,0.95,0.95,0.95,0.95,0.95,0.94,0.94,0.94,0.94,0.94,0.94,0.94,0.94,{"$error":"#N/A"},{"$error":"#N/A"},{"$error":"#N/A"},{"$error":"#N/A"},{"$error":"#N/A"},{"$error":"#N/A"},{"$error":"#N/A"},{"$error":"#N/A"},{"$error":"#N/A"},{"$error":"#N/A"},{"$error":"#N/A"},{"$error":"#N/A"},{"$error":"#N/A"},{"$error":"#N/A"},{"$error":"#N/A"},{"$error":"#N/A"},{"$error":"#N/A"},{"$error":"#N/A"},{"$error":"#N/A"},{"$error":"#N/A"},{"$error":"#N/A"},{"$error":"#N/A"},{"$error":"#N/A"},{"$error":"#N/A"},{"$error":"#N/A"},{"$error":"#N/A"},{"$error":"#N/A"},{"$error":"#N/A"},{"$error":"#N/A"},{"$error":"#N/A"},{"$error":"#N/A"},{"$error":"#N/A"},{"$error":"#N/A"},{"$error":"#N/A"},{"$error":"#N/A"},{"$error":"#N/A"},{"$error":"#N/A"},{"$error":"#N/A"},{"$error":"#N/A"},{"$error":"#N/A"},{"$error":"#N/A"},{"$error":"#N/A"},{"$error":"#N/A"},{"$error":"#N/A"},{"$error":"#N/A"},{"$error":"#N/A"},{"$error":"#N/A"},{"$error":"#N/A"},{"$error":"#N/A"},{"$error":"#N/A"},{"$error":"#N/A"},{"$error":"#N/A"},{"$error":"#N/A"},{"$error":"#N/A"},{"$error":"#N/A"},{"$error":"#N/A"},{"$error":"#N/A"},{"$error":"#N/A"},{"$error":"#N/A"},{"$error":"#N/A"},{"$error":"#N/A"},{"$error":"#N/A"},{"$error":"#N/A"},{"$error":"#N/A"},{"$error":"#N/A"},{"$error":"#N/A"},{"$error":"#N/A"},{"$error":"#N/A"},{"$error":"#N/A"},{"$error":"#N/A"},{"$error":"#N/A"},{"$error":"#N/A"},{"$error":"#N/A"},{"$error":"#N/A"},{"$error":"#N/A"}]
["R23",-25,365,1.1000000000000001,1.0900000000000001,1.0900000000000001,1.0900000000000001,1.0900000000000001,1.08,1.08,1.08,1.07,1.07,1.07,1.07,1.06,1.06,1.06,1.05,1.05,1.05,1.05,1.04,1.04,1.04,1.04,1.04,1.03,1.03,1.03,1.03,1.02,1.02,1.02,1.02,1.02,1.01,1.01,1.01,1.01,1.01,1,1,1,1,1,0.99,0.99,0.99,0.99,0.99,0.99,0.99,0.98,0.98,0.98,0.98,0.98,0.98,{"$error":"#N/A"},{"$error":"#N/A"},{"$error":"#N/A"},{"$error":"#N/A"},{"$error":"#N/A"},{"$error":"#N/A"},{"$error":"#N/A"},{"$error":"#N/A"},{"$error":"#N/A"},{"$error":"#N/A"},{"$error":"#N/A"},{"$error":"#N/A"},{"$error":"#N/A"},{"$error":"#N/A"},{"$error":"#N/A"},{"$error":"#N/A"},{"$error":"#N/A"},{"$error":"#N/A"},{"$error":"#N/A"},{"$error":"#N/A"},{"$error":"#N/A"},{"$error":"#N/A"},{"$error":"#N/A"},{"$error":"#N/A"},{"$error":"#N/A"},{"$error":"#N/A"},{"$error":"#N/A"},{"$error":"#N/A"},{"$error":"#N/A"},{"$error":"#N/A"},{"$error":"#N/A"},{"$error":"#N/A"},{"$error":"#N/A"},{"$error":"#N/A"},{"$error":"#N/A"},{"$error":"#N/A"},{"$error":"#N/A"},{"$error":"#N/A"},{"$error":"#N/A"},{"$error":"#N/A"},{"$error":"#N/A"},{"$error":"#N/A"},{"$error":"#N/A"},{"$error":"#N/A"},{"$error":"#N/A"},{"$error":"#N/A"},{"$error":"#N/A"},{"$error":"#N/A"},{"$error":"#N/A"},{"$error":"#N/A"},{"$error":"#N/A"},{"$error":"#N/A"},{"$error":"#N/A"},{"$error":"#N/A"},{"$error":"#N/A"},{"$error":"#N/A"},{"$error":"#N/A"},{"$error":"#N/A"},{"$error":"#N/A"},{"$error":"#N/A"},{"$error":"#N/A"},{"$error":"#N/A"},{"$error":"#N/A"},{"$error":"#N/A"},{"$error":"#N/A"},{"$error":"#N/A"},{"$error":"#N/A"},{"$error":"#N/A"},{"$error":"#N/A"},{"$error":"#N/A"},{"$error":"#N/A"},{"$error":"#N/A"},{"$error":"#N/A"},{"$error":"#N/A"},{"$error":"#N/A"}]
["R23",-24,366,1.1100000000000001,1.1100000000000001,1.1000000000000001,1.1000000000000001,1.1000000000000001,1.1000000000000001,1.0900000000000001,1.0900000000000001,1.0900000000000001,1.08,1.08,1.08,1.08,1.07,1.07,1.07,1.06,1.06,1.06,1.06,1.05,1.05,1.05,1.05,1.04,1.04,1.04,1.04,1.04,1.03,1.03,1.03,1.03,1.02,1.02,1.02,1.02,1.02,1.01,1.01,1.01,1.01,1.01,1.01,1,1,1,1,1,1,0.99,0.99,0.99,0.99,0.99,0.99,{"$error":"#N/A"},{"$error":"#N/A"},{"$error":"#N/A"},{"$error":"#N/A"},{"$error":"#N/A"},{"$error":"#N/A"},{"$error":"#N/A"},{"$error":"#N/A"},{"$error":"#N/A"},{"$error":"#N/A"},{"$error":"#N/A"},{"$error":"#N/A"},{"$error":"#N/A"},{"$error":"#N/A"},{"$error":"#N/A"},{"$error":"#N/A"},{"$error":"#N/A"},{"$error":"#N/A"},{"$error":"#N/A"},{"$error":"#N/A"},{"$error":"#N/A"},{"$error":"#N/A"},{"$error":"#N/A"},{"$error":"#N/A"},{"$error":"#N/A"},{"$error":"#N/A"},{"$error":"#N/A"},{"$error":"#N/A"},{"$error":"#N/A"},{"$error":"#N/A"},{"$error":"#N/A"},{"$error":"#N/A"},{"$error":"#N/A"},{"$error":"#N/A"},{"$error":"#N/A"},{"$error":"#N/A"},{"$error":"#N/A"},{"$error":"#N/A"},{"$error":"#N/A"},{"$error":"#N/A"},{"$error":"#N/A"},{"$error":"#N/A"},{"$error":"#N/A"},{"$error":"#N/A"},{"$error":"#N/A"},{"$error":"#N/A"},{"$error":"#N/A"},{"$error":"#N/A"},{"$error":"#N/A"},{"$error":"#N/A"},{"$error":"#N/A"},{"$error":"#N/A"},{"$error":"#N/A"},{"$error":"#N/A"},{"$error":"#N/A"},{"$error":"#N/A"},{"$error":"#N/A"},{"$error":"#N/A"},{"$error":"#N/A"},{"$error":"#N/A"},{"$error":"#N/A"},{"$error":"#N/A"},{"$error":"#N/A"},{"$error":"#N/A"},{"$error":"#N/A"},{"$error":"#N/A"},{"$error":"#N/A"},{"$error":"#N/A"},{"$error":"#N/A"},{"$error":"#N/A"},{"$error":"#N/A"},{"$error":"#N/A"},{"$error":"#N/A"},{"$error":"#N/A"},{"$error":"#N/A"}]
["R23",-20,370,1.17,1.1599999999999999,1.1599999999999999,1.1599999999999999,1.1499999999999999,1.1499999999999999,1.1499999999999999,1.1399999999999999,1.1399999999999999,1.1399999999999999,1.1299999999999999,1.1299999999999999,1.1299999999999999,1.1299999999999999,1.1200000000000001,1.1200000000000001,1.1200000000000001,1.1100000000000001,1.1100000000000001,1.1100000000000001,1.1100000000000001,1.1000000000000001,1.1000000000000001,1.1000000000000001,1.1000000000000001,1.0900000000000001,1.0900000000000001,1.0900000000000001,1.0900000000000001,1.08,1.08,1.08,1.08,1.07,1.07,1.07,1.07,1.07,1.06,1.06,1.06,1.06,1.05,1.05,1.05,1.05,1.05,1.05,1.04,1.04,1.04,1.04,1.04,1.04,1.03,1.03,{"$error":"#N/A"},{"$error":"#N/A"},{"$error":"#N/A"},{"$error":"#N/A"},{"$error":"#N/A"},{"$error":"#N/A"},{"$error":"#N/A"},{"$error":"#N/A"},{"$error":"#N/A"},{"$error":"#N/A"},{"$error":"#N/A"},{"$error":"#N/A"},{"$error":"#N/A"},{"$error":"#N/A"},{"$error":"#N/A"},{"$error":"#N/A"},{"$error":"#N/A"},{"$error":"#N/A"},{"$error":"#N/A"},{"$error":"#N/A"},{"$error":"#N/A"},{"$error":"#N/A"},{"$error":"#N/A"},{"$error":"#N/A"},{"$error":"#N/A"},{"$error":"#N/A"},{"$error":"#N/A"},{"$error":"#N/A"},{"$error":"#N/A"},{"$error":"#N/A"},{"$error":"#N/A"},{"$error":"#N/A"},{"$error":"#N/A"},{"$error":"#N/A"},{"$error":"#N/A"},{"$error":"#N/A"},{"$error":"#N/A"},{"$error":"#N/A"},{"$error":"#N/A"},{"$error":"#N/A"},{"$error":"#N/A"},{"$error":"#N/A"},{"$error":"#N/A"},{"$error":"#N/A"},{"$error":"#N/A"},{"$error":"#N/A"},{"$error":"#N/A"},{"$error":"#N/A"},{"$error":"#N/A"},{"$error":"#N/A"},{"$error":"#N/A"},{"$error":"#N/A"},{"$error":"#N/A"},{"$error":"#N/A"},{"$error":"#N/A"},{"$error":"#N/A"},{"$error":"#N/A"},{"$error":"#N/A"},{"$error":"#N/A"},{"$error":"#N/A"},{"$error":"#N/A"},{"$error":"#N/A"},{"$error":"#N/A"},{"$error":"#N/A"},{"$error":"#N/A"},{"$error":"#N/A"},{"$error":"#N/A"},{"$error":"#N/A"},{"$error":"#N/A"},{"$error":"#N/A"},{"$error":"#N/A"},{"$error":"#N/A"},{"$error":"#N/A"},{"$error":"#N/A"},{"$error":"#N/A"}]
["R23",-13,377,1.28,1.28,1.27,1.27,1.27,1.26,1.26,1.26,1.25,1.25,1.24,1.24,1.24,1.23,1.23,1.23,1.22,1.22,1.22,1.21,1.21,1.21,1.2,1.2,1.2,1.19,1.19,1.19,1.19,1.18,1.18,1.18,1.17,1.17,1.17,1.17,1.1599999999999999,1.1599999999999999,1.1599999999999999,1.1599999999999999,1.1499999999999999,1.1499999999999999,1.1499999999999999,1.1499999999999999,1.1499999999999999,1.1399999999999999,1.1399999999999999,1.1399999999999999,1.1399999999999999,1.1399999999999999,1.1299999999999999,1.1299999999999999,1.1299999999999999,1.1299999999999999,1.1299999999999999,1.1200000000000001,{"$error":"#N/A"},{"$error":"#N/A"},{"$error":"#N/A"},{"$error":"#N/A"},{"$error":"#N/A"},{"$error":"#N/A"},{"$error":"#N/A"},{"$error":"#N/A"},{"$error":"#N/A"},{"$error":"#N/A"},{"$error":"#N/A"},{"$error":"#N/A"},{"$error":"#N/A"},{"$error":"#N/A"},{"$error":"#N/A"},{"$error":"#N/A"},{"$error":"#N/A"},{"$error":"#N/A"},{"$error":"#N/A"},{"$error":"#N/A"},{"$error":"#N/A"},{"$error":"#N/A"},{"$error":"#N/A"},{"$error":"#N/A"},{"$error":"#N/A"},{"$error":"#N/A"},{"$error":"#N/A"},{"$error":"#N/A"},{"$error":"#N/A"},{"$error":"#N/A"},{"$error":"#N/A"},{"$error":"#N/A"},{"$error":"#N/A"},{"$error":"#N/A"},{"$error":"#N/A"},{"$error":"#N/A"},{"$error":"#N/A"},{"$error":"#N/A"},{"$error":"#N/A"},{"$error":"#N/A"},{"$error":"#N/A"},{"$error":"#N/A"},{"$error":"#N/A"},{"$error":"#N/A"},{"$error":"#N/A"},{"$error":"#N/A"},{"$error":"#N/A"},{"$error":"#N/A"},{"$error":"#N/A"},{"$error":"#N/A"},{"$error":"#N/A"},{"$error":"#N/A"},{"$error":"#N/A"},{"$error":"#N/A"},{"$error":"#N/A"},{"$error":"#N/A"},{"$error":"#N/A"},{"$error":"#N/A"},{"$error":"#N/A"},{"$error":"#N/A"},{"$error":"#N/A"},{"$error":"#N/A"},{"$error":"#N/A"},{"$error":"#N/A"},{"$error":"#N/A"},{"$error":"#N/A"},{"$error":"#N/A"},{"$error":"#N/A"},{"$error":"#N/A"},{"$error":"#N/A"},{"$error":"#N/A"},{"$error":"#N/A"},{"$error":"#N/A"},{"$error":"#N/A"},{"$error":"#N/A"}]
["R404A",-49,391,{"$error":"#N/A"},{"$error":"#N/A"},{"$error":"#N/A"},{"$error":"#N/A"},{"$error":"#N/A"},{"$error":"#N/A"},{"$error":"#N/A"},{"$error":"#N/A"},{"$error":"#N/A"},{"$error":"#N/A"},{"$error":"#N/A"},{"$error":"#N/A"},{"$error":"#N/A"},{"$error":"#N/A"},{"$error":"#N/A"},{"$error":"#N/A"},{"$error":"#N/A"},{"$error":"#N/A"},{"$error":"#N/A"},{"$error":"#N/A"},{"$error":"#N/A"},{"$error":"#N/A"},{"$error":"#N/A"},{"$error":"#N/A"},{"$error":"#N/A"},0.51,0.51,0.51,0.51,0.51,0.51,0.5,0.5,0.5,0.5,0.5,0.5,0.49,0.49,0.49,0.49,0.49,0.49,0.49,0.48,0.48,0.48,0.48,0.48,0.48,0.47,0.47,0.47,0.47,0.47,0.47,0.47,0.47,0.46,0.46,0.46,0.46,0.46,0.46,0.46,0.45,0.45,0.45,0.45,0.45,0.45,0.45,0.45,0.44,0.44,0.44,0.44,0.44,0.44,0.44,0.44,0.44,0.43,0.43,0.43,0.43,0.43,0.43,0.43,0.43,0.43,0.42,0.42,0.42,0.42,0.42,0.42,0.42,0.42,0.42,0.42,0.42,0.41,0.41,0.41,0.41,0.41,0.41,0.41,0.41,0.41,0.41,0.41,0.41,0.4,0.4,0.4,0.4,0.4,0.4,0.4,{"$error":"#N/A"},{"$error":"#N/A"},{"$error":"#N/A"},{"$error":"#N/A"},{"$error":"#N/A"},{"$error":"#N/A"},{"$error":"#N/A"},{"$error":"#N/A"},{"$error":"#N/A"},{"$error":"#N/A"}]
["R404A",-47,393,{"$error":"#N/A"},{"$error":"#N/A"},{"$error":"#N/A"},{"$error":"#N/A"},{"$error":"#N/A"},{"$error":"#N/A"},{"$error":"#N/A"},{"$error":"#N/A"},{"$error":"#N/A"},{"$error":"#N/A"},{"$error":"#N/A"},{"$error":"#N/A"},{"$error":"#N/A"},{"$error":"#N/A"},{"$error":"#N/A"},{"$error":"#N/A"},{"$error":"#N/A"},{"$error":"#N/A"},{"$error":"#N/A"},{"$error":"#N/A"},{"$error":"#N/A"},{"$error":"#N/A"},{"$error":"#N/A"},{"$error":"#N/A"},{"$error":"#N/A"},0.52,0.52,0.52,0.52,0.52,0.51,0.51,0.51,0.51,0.51,0.51,0.5,0.5,0.5,0.5,0.5,0.5,0.49,0.49,0.49,0.49,0.49,0.49,0.48,0.48,0.48,0.48,0.48,0.48,0.48,0.47,0.47,0.47,0.47,0.47,0.47,0.47,0.46,0.46,0.46,0.46,0.46,0.46,0.46,0.46,0.45,0.45,0.45,0.45,0.45,0.45,0.45,0.45,0.44,0.44,0.44,0.44,0.44,0.44,0.44,0.44,0.44,0.43,0.43,0.43,0.43,0.43,0.43,0.43,0.43,0.43,0.43,0.42,0.42,0.42,0.42,0.42,0.42,0.42,0.42,0.42,0.42,0.42,0.41,0.41,0.41,0.41,0.41,0.41,0.41,0.41,0.41,0.41,0.41,0.41,0.41,{"$error":"#N/A"},{"$error":"#N/A"},{"$error":"#N/A"},{"$error":"#N/A"},{"$error":"#N/A"},{"$error":"#N/A"},{"$error":"#N/A"},{"$error":"#N/A"},{"$error":"#N/A"},{"$error":"#N/A"}]
["R404A",-42,398,{"$error":"#N/A"},{"$error":"#N/A"},{"$error":"#N/A"},{"$error":"#N/A"},{"$error":"#N/A"},{"$error":"#N/A"},{"$error":"#N/A"},{"$error":"#N/A"},{"$error":"#N/A"},{"$error":"#N/A"},{"$error":"#N/A"},{"$error":"#N/A"},{"$error":"#N/A"},{"$error":"#N/A"},{"$error":"#N/A"},{"$error":"#N/A"},{"$error":"#N/A"},{"$error":"#N/A"},{"$error":"#N/A"},{"$error":"#N/A"},{"$error":"#N/A"},{"$error":"#N/A"},{"$error":"#N/A"},{"$error":"#N/A"},{"$error":"#N/A"},0.54,0.54,0.54,0.54,0.54,0.53,0.53,0.53,0.53,0.53,0.53,0.52,0.52,0.52,0.52,0.52,0.52,0.51,0.51,0.51,0.51,0.51,0.51,0.5,0.5,0.5,0.5,0.5,0.5,0.49,0.49,0.49,0.49,0.49,0.49,0.49,0.48,0.48,0.48,0.48,0.48,0.48,0.48,0.47,0.47,0.47,0.47,0.47,0.47,0.47,0.46,0.46,0.46,0.46,0.46,0.46,0.46,0.46,0.45,0.45,0.45,0.45,0.45,0.45,0.45,0.45,0.45,0.44,0.44,0.44,0.44,0.44,0.44,0.44,0.44,0.44,0.44,0.43,0.43,0.43,0.43,0.43,0.43,0.43,0.43,0.43,0.43,0.43,0.42,0.42,0.42,0.42,0.42,0.42,0.42,0.42,{"$error":"#N/A"},{"$error":"#N/A"},{"$error":"#N/A"},{"$error":"#N/A"},{"$error":"#N/A"},{"$error":"#N/A"},{"$error":"#N/A"},{"$error":"#N/A"},{"$error":"#N/A"},{"$error":"#N/A"}]
["R404A",-37,403,{"$error":"#N/A"},{"$error":"#N/A"},{"$error":"#N/A"},{"$error":"#N/A"},{"$error":"#N/A"},{"$error":"#N/A"},{"$error":"#N/A"},{"$error":"#N/A"},{"$error":"#N/A"},{"$error":"#N/A"},{"$error":"#N/A"},{"$error":"#N/A"},{"$error":"#N/A"},{"$error":"#N/A"},{"$error":"#N/A"},{"$error":"#N/A"},{"$error":"#N/A"},{"$error":"#N/A"},{"$error":"#N/A"},{"$error":"#N/A"},{"$error":"#N/A"},{"$error":"#N/A"},{"$error":"#N/A"},{"$error":"#N/A"},{"$error":"#N/A"},0.56999999999999995,0.56999999999999995,0.56000000000000005,0.56000000000000005,0.56000000000000005,0.56000000000000005,0.56000000000000005,0.55000000000000004,0.55000000000000004,0.55000000000000004,0.55000000000000004,0.55000000000000004,0.54,0.54,0.54,0.54,0.54,0.53,0.53,0.53,0.53,0.53,0.53,0.52,0.52,0.52,0.52,0.52,0.52,0.51,0.51,0.51,0.51,0.51,0.51,0.5,0.5,0.5,0.5,0.5,0.5,0.49,0.49,0.49,0.49,0.49,0.49,0.49,0.48,0.48,0.48,0.48,0.48,0.48,0.48,0.48,0.47,0.47,0.47,0.47,0.47,0.47,0.47,0.47,0.46,0.46,0.46,0.46,0.46,0.46,0.46,0.46,0.45,0.45,0.45,0.45,0.45,0.45,0.45,0.45,0.45,0.45,0.44,0.44,0.44,0.44,0.44,0.44,0.44,0.44,0.44,0.44,0.44,0.43,0.43,0.43,{"$error":"#N/A"},{"$error":"#N/A"},{"$error":"#N/A"},{"$error":"#N/A"},{"$error":"#N/A"},{"$error":"#N/A"},{"$error":"#N/A"},{"$error":"#N/A"},{"$error":"#N/A"},{"$error":"#N/A"}]
["R404A",-33,407,{"$error":"#N/A"},{"$error":"#N/A"},{"$error":"#N/A"},{"$error":"#N/A"},{"$error":"#N/A"},{"$error":"#N/A"},{"$error":"#N/A"},{"$error":"#N/A"},{"$error":"#N/A"},{"$error":"#N/A"},{"$error":"#N/A"},{"$error":"#N/A"},{"$error":"#N/A"},{"$error":"#N/A"},{"$error":"#N/A"},{"$error":"#N/A"},{"$error":"#N/A"},{"$error":"#N/A"},{"$error":"#N/A"},{"$error":"#N/A"},{"$error":"#N/A"},{"$error":"#N/A"},{"$error":"#N/A"},{"$error":"#N/A"},{"$error":"#N/A"},0.59,0.59,0.57999999999999996,0.57999999999999996,0.57999999999999996,0.57999999999999996,0.56999999999999995,0.56999999999999995,0.56999999999999995,0.56999999999999995,0.56999999999999995,0.56000000000000005,0.56000000000000005,0.56000000000000005,0.56000000000000005,0.56000000000000005,0.55000000000000004,0.55000000000000004,0.55000000000000004,0.55000000000000004,0.55000000000000004,0.55000000000000004,0.54,0.54,0.54,0.54,0.54,0.53,0.53,0.53,0.53,0.53,0.53,0.52,0.52,0.52,0.52,0.52,0.52,0.51,0.51,0.51,0.51,0.51,0.51,0.5,0.5,0.5,0.5,0.5,0.5,0.5,0.49,0.49,0.49,0.49,0.49,0.49,0.49,0.48,0.48,0.48,0.48,0.48,0.48,0.48,0.48,0.47,0.47,0.47,0.47,0.47,0.47,0.47,0.47,0.46,0.46,0.46,0.46,0.46,0.46,0.46,0.46,0.46,0.46,0.45,0.45,0.45,0.45,0.45,0.45,0.45,0.45,0.45,0.45,0.45,{"$error":"#N/A"},{"$error":"#N/A"},{"$error":"#N/A"},{"$error":"#N/A"},{"$error":"#N/A"},{"$error":"#N/A"},{"$error":"#N/A"},{"$error":"#N/A"},{"$error":"#N/A"},{"$error":"#N/A"}]
["R404A",-30,410,{"$error":"#N/A"},{"$error":"#N/A"},{"$error":"#N/A"},{"$error":"#N/A"},{"$error":"#N/A"},{"$error":"#N/A"},{"$error":"#N/A"},{"$error":"#N/A"},{"$error":"#N/A"},{"$error":"#N/A"},{"$error":"#N/A"},{"$error":"#N/A"},{"$error":"#N/A"},{"$error":"#N/A"},{"$error":"#N/A"},{"$error":"#N/A"},{"$error":"#N/A"},{"$error":"#N/A"},{"$error":"#N/A"},{"$error":"#N/A"},{"$error":"#N/A"},{"$error":"#N/A"},{"$error":"#N/A"},{"$error":"#N/A"},{"$error":"#N/A"},0.6,0.6,0.6,0.6,0.6,0.59,0.59,0.59,0.59,0.57999999999999996,0.57999999999999996,0.57999999999999996,0.57999999999999996,0.57999999999999996,0.56999999999999995,0.56999999999999995,0.56999999999999995,0.56999999999999995,0.56999999999999995,0.56000000000000005,0.56000000000000005,0.56000000000000005,0.56000000000000005,0.56000000000000005,0.55000000000000004,0.55000000000000004,0.55000000000000004,0.55000000000000004,0.55000000000000004,0.54,0.54,0.54,0.54,0.54,0.53,0.53,0.53,0.53,0.53,0.53,0.52,0.52,0.52,0.52,0.52,0.52,0.51,0.51,0.51,0.51,0.51,0.51,0.51,0.5,0.5,0.5,0.5,0.5,0.5,0.5,0.49,0.49,0.49,0.49,0.49,0.49,0.49,0.49,0.48,0.48,0.48,0.48,0.48,0.48,0.48,0.48,0.47,0.47,0.47,0.47,0.47,0.47,0.47,0.47,0.47,0.46,0.46,0.46,0.46,0.46,0.46,0.46,0.46,0.46,0.46,0.46,{"$error":"#N/A"},{"$error":"#N/A"},{"$error":"#N/A"},{"$error":"#N/A"},{"$error":"#N/A"},{"$error":"#N/A"},{"$error":"#N/A"},{"$error":"#N/A"},{"$error":"#N/A"},{"$error":"#N/A"}]
["R404A",-25,415,{"$error":"#N/A"},{"$error":"#N/A"},{"$error":"#N/A"},{"$error":"#N/A"},{"$error":"#N/A"},{"$error":"#N/A"},{"$error":"#N/A"},{"$error":"#N/A"},{"$error":"#N/A"},{"$error":"#N/A"},{"$error":"#N/A"},{"$error":"#N/A"},{"$error":"#N/A"},{"$error":"#N/A"},{"$error":"#N/A"},{"$error":"#N/A"},{"$error":"#N/A"},{"$error":"#N/A"},{"$error":"#N/A"},{"$error":"#N/A"},{"$error":"#N/A"},{"$error":"#N/A"},{"$error":"#N/A"},{"$error":"#N/A"},{"$error":"#N/A"},0.63,0.63,0.63,0.63,0.62,0.62,0.62,0.62,0.61,0.61,0.61,0.61,0.6,0.6,0.6,0.6,0.6,0.59,0.59,0.59,0.59,0.57999999999999996,0.57999999999999996,0.57999999999999996,0.57999999999999996,0.57999999999999996,0.56999999999999995,0.56999999999999995,0.56999999999999995,0.56999999999999995,0.56999999999999995,0.56000000000000005,0.56000000000000005,0.56000000000000005,0.56000000000000005,0.56000000000000005,0.55000000000000004,0.55000000000000004,0.55000000000000004,0.55000000000000004,0.55000000000000004,0.55000000000000004,0.54,0.54,0.54,0.54,0.54,0.53,0.53,0.53,0.53,0.53,0.53,0.53,0.52,0.52,0.52,0.52,0.52,0.52,0.51,0.51,0.51,0.51,0.51,0.51,0.51,0.5,0.5,0.5,0.5,0.5,0.5,0.5,0.5,0.49,0.49,0.49,0.49,0.49,0.49,0.49,0.49,0.48,0.48,0.48,0.48,0.48,0.48,0.48,0.48,0.48,0.48,0.47,0.47,0.47,{"$error":"#N/A"},{"$error":"#N/A"},{"$error":"#N/A"},{"$error":"#N/A"},{"$error":"#N/A"},{"$error":"#N/A"},{"$error":"#N/A"},{"$error":"#N/A"},{"$error":"#N/A"},{"$error":"#N/A"}]
["R404A",-18,422,{"$error":"#N/A"},{"$error":"#N/A"},{"$error":"#N/A"},{"$error":"#N/A"},{"$error":"#N/A"},{"$error":"#N/A"},{"$error":"#N/A"},{"$error":"#N/A"},{"$error":"#N/A"},{"$error":"#N/A"},{"$error":"#N/A"},{"$error":"#N/A"},{"$error":"#N/A"},{"$error":"#N/A"},{"$error":"#N/A"},{"$error":"#N/A"},{"$error":"#N/A"},{"$error":"#N/A"},{"$error":"#N/A"},{"$error":"#N/A"},{"$error":"#N/A"},{"$error":"#N/A"},{"$error":"#N/A"},{"$error":"#N/A"},{"$error":"#N/A"},0.68,0.68,0.67,0.67,0.67,0.67,0.66,0.66,0.66,0.65,0.65,0.65,0.65,0.64,0.64,0.64,0.64,0.63,0.63,0.63,0.63,0.62,0.62,0.62,0.62,0.61,0.61,0.61,0.61,0.61,0.6,0.6,0.6,0.6,0.59,0.59,0.59,0.59,0.59,0.57999999999999996,0.57999999999999996,0.57999999999999996,0.57999999999999996,0.57999999999999996,0.56999999999999995,0.56999999999999995,0.56999999999999995,0.56999999999999995,0.56999999999999995,0.56000000000000005,0.56000000000000005,0.56000000000000005,0.56000000000000005,0.56000000000000005,0.56000000000000005,0.55000000000000004,0.55000000000000004,0.55000000000000004,0.55000000000000004,0.55000000000000004,0.55000000000000004,0.54,0.54,0.54,0.54,0.54,0.54,0.53,0.53,0.53,0.53,0.53,0.53,0.53,0.52,0.52,0.52,0.52,0.52,0.52,0.52,0.51,0.51,0.51,0.51,0.51,0.51,0.51,0.51,0.51,0.5,0.5,0.5,0.5,0.5,0.5,{"$error":"#N/A"},{"$error":"#N/A"},{"$error":"#N/A"},{"$error":"#N/A"},{"$error":"#N/A"},{"$error":"#N/A"},{"$error":"#N/A"},{"$error":"#N/A"},{"$error":"#N/A"},{"$error":"#N/A"}]
["R404A",-14,426,{"$error":"#N/A"},{"$error":"#N/A"},{"$error":"#N/A"},{"$error":"#N/A"},{"$error":"#N/A"},{"$error":"#N/A"},{"$error":"#N/A"},{"$error":"#N/A"},{"$error":"#N/A"},{"$error":"#N/A"},{"$error":"#N/A"},{"$error":"#N/A"},{"$error":"#N/A"},{"$error":"#N/A"},{"$error":"#N/A"},{"$error":"#N/A"},{"$error":"#N/A"},{"$error":"#N/A"},{"$error":"#N/A"},{"$error":"#N/A"},{"$error":"#N/A"},{"$error":"#N/A"},{"$error":"#N/A"},{"$error":"#N/A"},{"$error":"#N/A"},0.71,0.71,0.7,0.7,0.7,0.69,0.69,0.69,0.68,0.68,0.68,0.68,0.67,0.67,0.67,0.67,0.66,0.66,0.66,0.65,0.65,0.65,0.65,0.64,0.64,0.64,0.64,0.63,0.63,0.63,0.63,0.62,0.62,0.62,0.62,0.62,0.61,0.61,0.61,0.61,0.6,0.6,0.6,0.6,0.6,0.59,0.59,0.59,0.59,0.59,0.57999999999999996,0.57999999999999996,0.57999999999999996,0.57999999999999996,0.57999999999999996,0.56999999999999995,0.56999999999999995,0.56999999999999995,0.56999999999999995,0.56999999999999995,0.56000000000000005,0.56000000000000005,0.56000000000000005,0.56000000000000005,0.56000000000000005,0.56000000000000005,0.55000000000000004,0.55000000000000004,0.55000000000000004,0.55000000000000004,0.55000000000000004,0.55000000000000004,0.55000000000000004,0.54,0.54,0.54,0.54,0.54,0.54,0.54,0.53,0.53,0.53,0.53,0.53,0.53,0.53,0.52,0.52,0.52,0.52,0.52,0.52,0.52,0.52,0.52,{"$error":"#N/A"},{"$error":"#N/A"},{"$error":"#N/A"},{"$error":"#N/A"},{"$error":"#N/A"},{"$error":"#N/A"},{"$error":"#N/A"},{"$error":"#N/A"},{"$error":"#N/A"},{"$error":"#N/A"}]
["R404A",-13,427,{"$error":"#N/A"},{"$error":"#N/A"},{"$error":"#N/A"},{"$error":"#N/A"},{"$error":"#N/A"},{"$error":"#N/A"},{"$error":"#N/A"},{"$error":"#N/A"},{"$error":"#N/A"},{"$error":"#N/A"},{"$error":"#N/A"},{"$error":"#N/A"},{"$error":"#N/A"},{"$error":"#N/A"},{"$error":"#N/A"},{"$error":"#N/A"},{"$error":"#N/A"},{"$error":"#N/A"},{"$error":"#N/A"},{"$error":"#N/A"},{"$error":"#N/A"},{"$error":"#N/A"},{"$error":"#N/A"},{"$error":"#N/A"},{"$error":"#N/A"},0.72,0.71,0.71,0.71,0.7,0.7,0.7,0.7,0.69,0.69,0.69,0.68,0.68,0.68,0.67,0.67,0.67,0.67,0.66,0.66,0.66,0.66,0.65,0.65,0.65,0.65,0.64,0.64,0.64,0.64,0.63,0.63,0.63,0.63,0.62,0.62,0.62,0.62,0.61,0.61,0.61,0.61,0.61,0.6,0.6,0.6,0.6,0.59,0.59,0.59,0.59,0.59,0.57999999999999996,0.57999999999999996,0.57999999999999996,0.57999999999999996,0.57999999999999996,0.57999999999999996,0.56999999999999995,0.56999999999999995,0.56999999999999995,0.56999999999999995,0.56999999999999995,0.56000000000000005,0.56000000000000005,0.56000000000000005,0.56000000000000005,0.56000000000000005,0.56000000000000005,0.55000000000000004,0.55000000000000004,0.55000000000000004,0.55000000000000004,0.55000000000000004,0.55000000000000004,0.55000000000000004,0.54,0.54,0.54,0.54,0.54,0.54,0.54,0.53,0.53,0.53,0.53,0.53,0.53,0.53,0.53,0.52,0.52,0.52,0.52,0.52,{"$error":"#N/A"},{"$error":"#N/A"},{"$error":"#N/A"},{"$error":"#N/A"},{"$error":"#N/A"},{"$error":"#N/A"},{"$error":"#N/A"},{"$error":"#N/A"},{"$error":"#N/A"},{"$error":"#N/A"}]
["R404A",-9,431,{"$error":"#N/A"},{"$error":"#N/A"},{"$error":"#N/A"},{"$error":"#N/A"},{"$error":"#N/A"},{"$error":"#N/A"},{"$error":"#N/A"},{"$error":"#N/A"},{"$error":"#N/A"},{"$error":"#N/A"},{"$error":"#N/A"},{"$error":"#N/A"},{"$error":"#N/A"},{"$error":"#N/A"},{"$error":"#N/A"},{"$error":"#N/A"},{"$error":"#N/A"},{"$error":"#N/A"},{"$error":"#N/A"},{"$error":"#N/A"},{"$error":"#N/A"},{"$error":"#N/A"},{"$error":"#N/A"},{"$error":"#N/A"},{"$error":"#N/A"},0.75,0.75,0.74,0.74,0.74,0.73,0.73,0.73,0.72,0.72,0.72,0.71,0.71,0.71,0.7,0.7,0.7,0.7,0.69,0.69,0.69,0.68,0.68,0.68,0.68,0.67,0.67,0.67,0.66,0.66,0.66,0.66,0.65,0.65,0.65,0.65,0.64,0.64,0.64,0.64,0.63,0.63,0.63,0.63,0.63,0.62,0.62,0.62,0.62,0.61,0.61,0.61,0.61,0.61,0.6,0.6,0.6,0.6,0.6,0.59,0.59,0.59,0.59,0.59,0.57999999999999996,0.57999999999999996,0.57999999999999996,0.57999999999999996,0.57999999999999996,0.57999999999999996,0.56999999999999995,0.56999999999999995,0.56999999999999995,0.56999999999999995,0.56999999999999995,0.56999999999999995,0.56000000000000005,0.56000000000000005,0.56000000000000005,0.56000000000000005,0.56000000000000005,0.56000000000000005,0.55000000000000004,0.55000000000000004,0.55000000000000004,0.55000000000000004,0.55000000000000004,0.55000000000000004,0.55000000000000004,0.55000000000000004,0.54,0.54,0.54,0.54,0.54,0.54,{"$error":"#N/A"},{"$error":"#N/A"},{"$error":"#N/A"},{"$error":"#N/A"},{"$error":"#N/A"},{"$error":"#N/A"},{"$error":"#N/A"},{"$error":"#N/A"},{"$error":"#N/A"},{"$error":"#N/A"}]
["R404A",-2,438,{"$error":"#N/A"},{"$error":"#N/A"},{"$error":"#N/A"},{"$error":"#N/A"},{"$error":"#N/A"},{"$error":"#N/A"},{"$error":"#N/A"},{"$error":"#N/A"},{"$error":"#N/A"},{"$error":"#N/A"},{"$error":"#N/A"},{"$error":"#N/A"},{"$error":"#N/A"},{"$error":"#N/A"},{"$error":"#N/A"},{"$error":"#N/A"},{"$error":"#N/A"},{"$error":"#N/A"},{"$error":"#N/A"},{"$error":"#N/A"},{"$error":"#N/A"},{"$error":"#N/A"},{"$error":"#N/A"},{"$error":"#N/A"},{"$error":"#N/A"},0.82,0.81,0.81,0.8,0.8,0.8,0.79,0.79,0.79,0.78,0.78,0.77,0.77,0.77,0.76,0.76,0.76,0.75,0.75,0.75,0.74,0.74,0.74,0.73,0.73,0.73,0.72,0.72,0.72,0.71,0.71,0.71,0.7,0.7,0.7,0.7,0.69,0.69,0.69,0.69,0.68,0.68,0.68,0.67,0.67,0.67,0.67,0.66,0.66,0.66,0.66,0.65,0.65,0.65,0.65,0.64,0.64,0.64,0.64,0.64,0.63,0.63,0.63,0.63,0.63,0.62,0.62,0.62,0.62,0.62,0.61,0.61,0.61,0.61,0.61,0.6,0.6,0.6,0.6,0.6,0.6,0.59,0.59,0.59,0.59,0.59,0.59,0.57999999999999996,0.57999999999999996,0.57999999999999996,0.57999999999999996,0.57999999999999996,0.57999999999999996,0.57999999999999996,0.56999999999999995,0.56999999999999995,{"$error":"#N/A"},{"$error":"#N/A"},{"$error":"#N/A"},{"$error":"#N/A"},{"$error":"#N/A"},{"$error":"#N/A"},{"$error":"#N/A"},{"$error":"#N/A"},{"$error":"#N/A"},{"$error":"#N/A"}]
["R404A",3,443,{"$error":"#N/A"},{"$error":"#N/A"},{"$error":"#N/A"},{"$error":"#N/A"},{"$error":"#N/A"},{"$error":"#N/A"},{"$error":"#N/A"},{"$error":"#N/A"},{"$error":"#N/A"},{"$error":"#N/A"},{"$error":"#N/A"},{"$error":"#N/A"},{"$error":"#N/A"},{"$error":"#N/A"},{"$error":"#N/A"},{"$error":"#N/A"},{"$error":"#N/A"},{"$error":"#N/A"},{"$error":"#N/A"},{"$error":"#N/A"},{"$error":"#N/A"},{"$error":"#N/A"},{"$error":"#N/A"},{"$error":"#N/A"},{"$error":"#N/A"},0.87,0.87,0.86,0.86,0.85,0.85,0.85,0.84,0.84,0.83,0.83,0.82,0.82,0.82,0.81,0.81,0.8,0.8,0.8,0.79,0.79,0.79,0.78,0.78,0.77,0.77,0.77,0.76,0.76,0.76,0.75,0.75,0.75,0.74,0.74,0.74,0.73,0.73,0.73,0.72,0.72,0.72,0.72,0.71,0.71,0.71,0.7,0.7,0.7,0.7,0.69,0.69,0.69,0.69,0.68,0.68,0.68,0.68,0.67,0.67,0.67,0.67,0.66,0.66,0.66,0.66,0.65,0.65,0.65,0.65,0.65,0.64,0.64,0.64,0.64,0.64,0.63,0.63,0.63,0.63,0.63,0.62,0.62,0.62,0.62,0.62,0.62,0.61,0.61,0.61,0.61,0.61,0.61,0.6,0.6,0.6,{"$error":"#N/A"},{"$error":"#N/A"},{"$error":"#N/A"},{"$error":"#N/A"},{"$error":"#N/A"},{"$error":"#N/A"},{"$error":"#N/A"},{"$error":"#N/A"},{"$error":"#N/A"},{"$error":"#N/A"}]
["R404A",5,445,{"$error":"#N/A"},{"$error":"#N/A"},{"$error":"#N/A"},{"$error":"#N/A"},{"$error":"#N/A"},{"$error":"#N/A"},{"$error":"#N/A"},{"$error":"#N/A"},{"$error":"#N/A"},{"$error":"#N/A"},{"$error":"#N/A"},{"$error":"#N/A"},{"$error":"#N/A"},{"$error":"#N/A"},{"$error":"#N/A"},{"$error":"#N/A"},{"$error":"#N/A"},{"$error":"#N/A"},{"$error":"#N/A"},{"$error":"#N/A"},{"$error":"#N/A"},{"$error":"#N/A"},{"$error":"#N/A"},{"$error":"#N/A"},{"$error":"#N/A"},0.9,0.89,0.89,0.88,0.88,0.87,0.87,0.86,0.86,0.85,0.85,0.85,0.84,0.84,0.83,0.83,0.83,0.82,0.82,0.81,0.81,0.81,0.8,0.8,0.79,0.79,0.79,0.78,0.78,0.78,0.77,0.77,0.77,0.76,0.76,0.76,0.75,0.75,0.75,0.74,0.74,0.74,0.73,0.73,0.73,0.72,0.72,0.72,0.71,0.71,0.71,0.71,0.7,0.7,0.7,0.7,0.69,0.69,0.69,0.69,0.68,0.68,0.68,0.68,0.67,0.67,0.67,0.67,0.66,0.66,0.66,0.66,0.66,0.65,0.65,0.65,0.65,0.64,0.64,0.64,0.64,0.64,0.64,0.63,0.63,0.63,0.63,0.63,0.62,0.62,0.62,0.62,0.62,0.62,0.62,0.61,{"$error":"#N/A"},{"$error":"#N/A"},{"$error":"#N/A"},{"$error":"#N/A"},{"$error":"#N/A"},{"$error":"#N/A"},{"$error":"#N/A"},{"$error":"#N/A"},{"$error":"#N/A"},{"$error":"#N/A"}]
["R404A",10,450,{"$error":"#N/A"},{"$error":"#N/A"},{"$error":"#N/A"},{"$error":"#N/A"},{"$error":"#N/A"},{"$error":"#N/A"},{"$error":"#N/A"},{"$error":"#N/A"},{"$error":"#N/A"},{"$error":"#N/A"},{"$error":"#N/A"},{"$error":"#N/A"},{"$error":"#N/A"},{"$error":"#N/A"},{"$error":"#N/A"},{"$error":"#N/A"},{"$error":"#N/A"},{"$error":"#N/A"},{"$error":"#N/A"},{"$error":"#N/A"},{"$error":"#N/A"},{"$error":"#N/A"},{"$error":"#N/A"},{"$error":"#N/A"},{"$error":"#N/A"},0.96,0.96,0.95,0.95,0.94,0.94,0.93,0.93,0.92,0.92,0.91,0.91,0.9,0.9,0.89,0.89,0.88,0.88,0.87,0.87,0.86,0.86,0.86,0.85,0.85,0.84,0.84,0.84,0.83,0.83,0.82,0.82,0.82,0.81,0.81,0.8,0.8,0.8,0.79,0.79,0.79,0.78,0.78,0.78,0.77,0.77,0.77,0.76,0.76,0.76,0.75,0.75,0.75,0.74,0.74,0.74,0.73,0.73,0.73,0.73,0.72,0.72,0.72,0.72,0.71,0.71,0.71,0.7,0.7,0.7,0.7,0.69,0.69,0.69,0.69,0.69,0.68,0.68,0.68,0.68,0.67,0.67,0.67,0.67,0.67,0.66,0.66,0.66,0.66,0.66,0.66,0.65,0.65,0.65,0.65,0.65,{"$error":"#N/A"},{"$error":"#N/A"},{"$error":"#N/A"},{"$error":"#N/A"},{"$error":"#N/A"},{"$error":"#N/A"},{"$error":"#N/A"},{"$error":"#N/A"},{"$error":"#N/A"},{"$error":"#N/A"}]
["R404A",15,455,{"$error":"#N/A"},{"$error":"#N/A"},{"$error":"#N/A"},{"$error":"#N/A"},{"$error":"#N/A"},{"$error":"#N/A"},{"$error":"#N/A"},{"$error":"#N/A"},{"$error":"#N/A"},{"$error":"#N/A"},{"$error":"#N/A"},{"$error":"#N/A"},{"$error":"#N/A"},{"$error":"#N/A"},{"$error":"#N/A"},{"$error":"#N/A"},{"$error":"#N/A"},{"$error":"#N/A"},{"$error":"#N/A"},{"$error":"#N/A"},{"$error":"#N/A"},{"$error":"#N/A"},{"$error":"#N/A"},{"$error":"#N/A"},{"$error":"#N/A"},1.04,1.04,1.03,1.03,1.02,1.01,1.01,1,0.99,0.99,0.98,0.98,0.97,0.97,0.96,0.96,0.95,0.94,0.94,0.93,0.93,0.92,0.92,0.91,0.91,0.9,0.9,0.9,0.89,0.89,0.88,0.88,0.87,0.87,0.86,0.86,0.86,0.85,0.85,0.84,0.84,0.84,0.83,0.83,0.82,0.82,0.82,0.81,0.81,0.81,0.8,0.8,0.79,0.79,0.79,0.78,0.78,0.78,0.78,0.77,0.77,0.77,0.76,0.76,0.76,0.75,0.75,0.75,0.75,0.74,0.74,0.74,0.73,0.73,0.73,0.73,0.72,0.72,0.72,0.72,0.71,0.71,0.71,0.71,0.71,0.7,0.7,0.7,0.7,0.7,0.69,0.69,0.69,0.69,0.69,0.68,{"$error":"#N/A"},{"$error":"#N/A"},{"$error":"#N/A"},{"$error":"#N/A"},{"$error":"#N/A"},{"$error":"#N/A"},{"$error":"#N/A"},{"$error":"#N/A"},{"$error":"#N/A"},{"$error":"#N/A"}]
["R404A",19,459,{"$error":"#N/A"},{"$error":"#N/A"},{"$error":"#N/A"},{"$error":"#N/A"},{"$error":"#N/A"},{"$error":"#N/A"},{"$error":"#N/A"},{"$error":"#N/A"},{"$error":"#N/A"},{"$error":"#N/A"},{"$error":"#N/A"},{"$error":"#N/A"},{"$error":"#N/A"},{"$error":"#N/A"},{"$error":"#N/A"},{"$error":"#N/A"},{"$error":"#N/A"},{"$error":"#N/A"},{"$error":"#N/A"},{"$error":"#N/A"},{"$error":"#N/A"},{"$error":"#N/A"},{"$error":"#N/A"},{"$error":"#N/A"},{"$error":"#N/A"},1.1200000000000001,1.1100000000000001,1.1000000000000001,1.1000000000000001,1.0900000000000001,1.08,1.08,1.07,1.06,1.06,1.05,1.04,1.04,1.03,1.02,1.02,1.01,1.01,1,0.99,0.99,0.98,0.98,0.97,0.97,0.96,0.96,0.95,0.95,0.94,0.93,0.93,0.93,0.92,0.92,0.91,0.91,0.9,0.9,0.89,0.89,0.88,0.88,0.87,0.87,0.87,0.86,0.86,0.85,0.85,0.85,0.84,0.84,0.84,0.83,0.83,0.82,0.82,0.82,0.81,0.81,0.81,0.8,0.8,0.8,0.79,0.79,0.79,0.78,0.78,0.78,0.78,0.77,0.77,0.77,0.76,0.76,0.76,0.76,0.75,0.75,0.75,0.75,0.74,0.74,0.74,0.74,0.73,0.73,0.73,0.73,0.73,0.72,0.72,0.72,0.72,{"$error":"#N/A"},{"$error":"#N/A"},{"$error":"#N/A"},{"$error":"#N/A"},{"$error":"#N/A"},{"$error":"#N/A"},{"$error":"#N/A"},{"$error":"#N/A"},{"$error":"#N/A"},{"$error":"#N/A"}]
["R404A",22,462,{"$error":"#N/A"},{"$error":"#N/A"},{"$error":"#N/A"},{"$error":"#N/A"},{"$error":"#N/A"},{"$error":"#N/A"},{"$error":"#N/A"},{"$error":"#N/A"},{"$error":"#N/A"},{"$error":"#N/A"},{"$error":"#N/A"},{"$error":"#N/A"},{"$error":"#N/A"},{"$error":"#N/A"},{"$error":"#N/A"},{"$error":"#N/A"},{"$error":"#N/A"},{"$error":"#N/A"},{"$error":"#N/A"},{"$error":"#N/A"},{"$error":"#N/A"},{"$error":"#N/A"},{"$error":"#N/A"},{"$error":"#N/A"},{"$error":"#N/A"},1.18,1.17,1.17,1.1599999999999999,1.1499999999999999,1.1399999999999999,1.1299999999999999,1.1299999999999999,1.1200000000000001,1.1100000000000001,1.1100000000000001,1.1000000000000001,1.0900000000000001,1.08,1.08,1.07,1.06,1.06,1.05,1.04,1.04,1.03,1.03,1.02,1.01,1.01,1,1,0.99,0.99,0.98,0.97,0.97,0.96,0.96,0.95,0.95,0.94,0.94,0.93,0.93,0.92,0.92,0.91,0.91,0.91,0.9,0.9,0.89,0.89,0.88,0.88,0.88,0.87,0.87,0.86,0.86,0.86,0.85,0.85,0.84,0.84,0.84,0.83,0.83,0.83,0.82,0.82,0.82,0.81,0.81,0.81,0.8,0.8,0.8,0.79,0.79,0.79,0.79,0.78,0.78,0.78,0.78,0.77,0.77,0.77,0.76,0.76,0.76,0.76,0.76,0.75,0.75,0.75,0.75,0.74,{"$error":"#N/A"},{"$error":"#N/A"},{"$error":"#N/A"},{"$error":"#N/A"},{"$error":"#N/A"},{"$error":"#N/A"},{"$error":"#N/A"},{"$error":"#N/A"},{"$error":"#N/A"},{"$error":"#N/A"}]
["R404A",27,467,{"$error":"#N/A"},{"$error":"#N/A"},{"$error":"#N/A"},{"$error":"#N/A"},{"$error":"#N/A"},{"$error":"#N/A"},{"$error":"#N/A"},{"$error":"#N/A"},{"$error":"#N/A"},{"$error":"#N/A"},{"$error":"#N/A"},{"$error":"#N/A"},{"$error":"#N/A"},{"$error":"#N/A"},{"$error":"#N/A"},{"$error":"#N/A"},{"$error":"#N/A"},{"$error":"#N/A"},{"$error":"#N/A"},{"$error":"#N/A"},{"$error":"#N/A"},{"$error":"#N/A"},{"$error":"#N/A"},{"$error":"#N/A"},{"$error":"#N/A"},1.31,1.3,1.29,1.28,1.27,1.26,1.25,1.24,1.23,1.22,1.21,1.21,1.2,1.19,1.18,1.17,1.1599999999999999,1.1599999999999999,1.1499999999999999,1.1399999999999999,1.1299999999999999,1.1299999999999999,1.1200000000000001,1.1100000000000001,1.1100000000000001,1.1000000000000001,1.0900000000000001,1.0900000000000001,1.08,1.07,1.07,1.06,1.05,1.05,1.04,1.03,1.03,1.02,1.02,1.01,1.01,1,1,0.99,0.98,0.98,0.97,0.97,0.96,0.96,0.95,0.95,0.94,0.94,0.94,0.93,0.93,0.92,0.92,0.91,0.91,0.9,0.9,0.9,0.89,0.89,0.88,0.88,0.88,0.87,0.87,0.87,0.86,0.86,0.86,0.85,0.85,0.85,0.84,0.84,0.84,0.83,0.83,0.83,0.82,0.82,0.82,0.82,0.81,0.81,0.81,0.81,0.8,0.8,0.8,0.8,{"$error":"#N/A"},{"$error":"#N/A"},{"$error":"#N/A"},{"$error":"#N/A"},{"$error":"#N/A"},{"$error":"#N/A"},{"$error":"#N/A"},{"$error":"#N/A"},{"$error":"#N/A"},{"$error":"#N/A"}]
["R404A",33,473,{"$error":"#N/A"},{"$error":"#N/A"},{"$error":"#N/A"},{"$error":"#N/A"},{"$error":"#N/A"},{"$error":"#N/A"},{"$error":"#N/A"},{"$error":"#N/A"},{"$error":"#N/A"},{"$error":"#N/A"},{"$error":"#N/A"},{"$error":"#N/A"},{"$error":"#N/A"},{"$error":"#N/A"},{"$error":"#N/A"},{"$error":"#N/A"},{"$error":"#N/A"},{"$error":"#N/A"},{"$error":"#N/A"},{"$error":"#N/A"},{"$error":"#N/A"},{"$error":"#N/A"},{"$error":"#N/A"},{"$error":"#N/A"},{"$error":"#N/A"},1.5,1.48,1.47,1.46,1.45,1.43,1.42,1.41,1.4,1.39,1.38,1.37,1.36,1.35,1.34,1.33,1.32,1.31,1.3,1.29,1.28,1.27,1.26,1.25,1.24,1.23,1.23,1.22,1.21,1.2,1.19,1.18,1.18,1.17,1.1599999999999999,1.1499999999999999,1.1499999999999999,1.1399999999999999,1.1299999999999999,1.1299999999999999,1.1200000000000001,1.1100000000000001,1.1100000000000001,1.1000000000000001,1.0900000000000001,1.0900000000000001,1.08,1.07,1.07,1.06,1.06,1.05,1.05,1.04,1.03,1.03,1.02,1.02,1.01,1.01,1,1,0.99,0.99,0.98,0.98,0.97,0.97,0.96,0.96,0.96,0.95,0.95,0.94,0.94,0.93,0.93,0.93,0.92,0.92,0.92,0.91,0.91,0.9,0.9,0.9,0.89,0.89,0.89,0.89,0.88,0.88,0.88,0.87,0.87,0.87,{"$error":"#N/A"},{"$error":"#N/A"},{"$error":"#N/A"},{"$error":"#N/A"},{"$error":"#N/A"},{"$error":"#N/A"},{"$error":"#N/A"},{"$error":"#N/A"},{"$error":"#N/A"},{"$error":"#N/A"}]
["R404A",38,478,{"$error":"#N/A"},{"$error":"#N/A"},{"$error":"#N/A"},{"$error":"#N/A"},{"$error":"#N/A"},{"$error":"#N/A"},{"$error":"#N/A"},{"$error":"#N/A"},{"$error":"#N/A"},{"$error":"#N/A"},{"$error":"#N/A"},{"$error":"#N/A"},{"$error":"#N/A"},{"$error":"#N/A"},{"$error":"#N/A"},{"$error":"#N/A"},{"$error":"#N/A"},{"$error":"#N/A"},{"$error":"#N/A"},{"$error":"#N/A"},{"$error":"#N/A"},{"$error":"#N/A"},{"$error":"#N/A"},{"$error":"#N/A"},{"$error":"#N/A"},1.7,1.69,1.67,1.66,1.64,1.63,1.61,1.6,1.58,1.57,1.56,1.54,1.53,1.52,1.5,1.49,1.48,1.47,1.45,1.44,1.43,1.42,1.41,1.4,1.39,1.38,1.37,1.36,1.35,1.34,1.33,1.32,1.31,1.3,1.29,1.28,1.27,1.26,1.25,1.25,1.24,1.23,1.22,1.21,1.21,1.2,1.19,1.18,1.18,1.17,1.1599999999999999,1.1599999999999999,1.1499999999999999,1.1399999999999999,1.1399999999999999,1.1299999999999999,1.1200000000000001,1.1200000000000001,1.1100000000000001,1.1000000000000001,1.1000000000000001,1.0900000000000001,1.0900000000000001,1.08,1.07,1.07,1.06,1.06,1.05,1.05,1.04,1.04,1.03,1.03,1.02,1.02,1.01,1.01,1,1,1,0.99,0.99,0.98,0.98,0.98,0.97,0.97,0.96,0.96,0.96,0.95,0.95,0.95,0.94,0.94,{"$error":"#N/A"},{"$error":"#N/A"},{"$error":"#N/A"},{"$error":"#N/A"},{"$error":"#N/A"},{"$error":"#N/A"},{"$error":"#N/A"},{"$error":"#N/A"},{"$error":"#N/A"},{"$error":"#N/A"}]
["R404A",39,479,{"$error":"#N/A"},{"$error":"#N/A"},{"$error":"#N/A"},{"$error":"#N/A"},{"$error":"#N/A"},{"$error":"#N/A"},{"$error":"#N/A"},{"$error":"#N/A"},{"$error":"#N/A"},{"$error":"#N/A"},{"$error":"#N/A"},{"$error":"#N/A"},{"$error":"#N/A"},{"$error":"#N/A"},{"$error":"#N/A"},{"$error":"#N/A"},{"$error":"#N/A"},{"$error":"#N/A"},{"$error":"#N/A"},{"$error":"#N/A"},{"$error":"#N/A"},{"$error":"#N/A"},{"$error":"#N/A"},{"$error":"#N/A"},{"$error":"#N/A"},1.75,1.74,1.72,1.7,1.69,1.67,1.66,1.64,1.63,1.61,1.6,1.58,1.57,1.56,1.54,1.53,1.52,1.5,1.49,1.48,1.47,1.45,1.44,1.43,1.42,1.41,1.4,1.39,1.38,1.37,1.36,1.35,1.34,1.33,1.32,1.31,1.3,1.29,1.28,1.27,1.26,1.26,1.25,1.24,1.23,1.22,1.22,1.21,1.2,1.19,1.19,1.18,1.17,1.1599999999999999,1.1599999999999999,1.1499999999999999,1.1399999999999999,1.1399999999999999,1.1299999999999999,1.1299999999999999,1.1200000000000001,1.1100000000000001,1.1100000000000001,1.1000000000000001,1.1000000000000001,1.0900000000000001,1.08,1.08,1.07,1.07,1.06,1.06,1.05,1.05,1.04,1.04,1.03,1.03,1.02,1.02,1.01,1.01,1,1,1,0.99,0.99,0.98,0.98,0.98,0.97,0.97,0.97,0.96,0.96,0.96,{"$error":"#N/A"},{"$error":"#N/A"},{"$error":"#N/A"},{"$error":"#N/A"},{"$error":"#N/A"},{"$error":"#N/A"},{"$error":"#N/A"},{"$error":"#N/A"},{"$error":"#N/A"},{"$error":"#N/A"}]
["R404A",44,484,{"$error":"#N/A"},{"$error":"#N/A"},{"$error":"#N/A"},{"$error":"#N/A"},{"$error":"#N/A"},{"$error":"#N/A"},{"$error":"#N/A"},{"$error":"#N/A"},{"$error":"#N/A"},{"$error":"#N/A"},{"$error":"#N/A"},{"$error":"#N/A"},{"$error":"#N/A"},{"$error":"#N/A"},{"$error":"#N/A"},{"$error":"#N/A"},{"$error":"#N/A"},{"$error":"#N/A"},{"$error":"#N/A"},{"$error":"#N/A"},{"$error":"#N/A"},{"$error":"#N/A"},{"$error":"#N/A"},{"$error":"#N/A"},{"$error":"#N/A"},2.06,2.0299999999999998,2.0099999999999998,1.99,1.97,1.95,1.92,1.9,1.88,1.87,1.85,1.83,1.81,1.79,1.77,1.76,1.74,1.72,1.71,1.69,1.68,1.66,1.65,1.63,1.62,1.6,1.59,1.58,1.56,1.55,1.54,1.52,1.51,1.5,1.49,1.48,1.46,1.45,1.44,1.43,1.42,1.41,1.4,1.39,1.38,1.37,1.36,1.35,1.34,1.33,1.32,1.32,1.31,1.3,1.29,1.28,1.27,1.27,1.26,1.25,1.24,1.23,1.23,1.22,1.21,1.21,1.2,1.19,1.19,1.18,1.17,1.17,1.1599999999999999,1.1499999999999999,1.1499999999999999,1.1399999999999999,1.1399999999999999,1.1299999999999999,1.1299999999999999,1.1200000000000001,1.1200000000000001,1.1100000000000001,1.1100000000000001,1.1000000000000001,1.1000000000000001,1.0900000000000001,1.0900000000000001,1.08,1.08,1.07,1.07,1.06,1.06,1.06,1.05,1.05,{"$error":"#N/A"},{"$error":"#N/A"},{"$error":"#N/A"},{"$error":"#N/A"},{"$error":"#N/A"},{"$error":"#N/A"},{"$error":"#N/A"},{"$error":"#N/A"},{"$error":"#N/A"},{"$error":"#N/A"}]
["R404A",47,487,{"$error":"#N/A"},{"$error":"#N/A"},{"$error":"#N/A"},{"$error":"#N/A"},{"$error":"#N/A"},{"$error":"#N/A"},{"$error":"#N/A"},{"$error":"#N/A"},{"$error":"#N/A"},{"$error":"#N/A"},{"$error":"#N/A"},{"$error":"#N/A"},{"$error":"#N/A"},{"$error":"#N/A"},{"$error":"#N/A"},{"$error":"#N/A"},{"$error":"#N/A"},{"$error":"#N/A"},{"$error":"#N/A"},{"$error":"#N/A"},{"$error":"#N/A"},{"$error":"#N/A"},{"$error":"#N/A"},{"$error":"#N/A"},{"$error":"#N/A"},2.2999999999999998,2.27,2.2400000000000002,2.21,2.19,2.16,2.14,2.11,2.09,2.06,2.04,2.02,2,1.97,1.95,1.93,1.91,1.89,1.87,1.86,1.84,1.82,1.8,1.78,1.77,1.75,1.73,1.72,1.7,1.69,1.67,1.66,1.64,1.63,1.62,1.6,1.59,1.58,1.56,1.55,1.54,1.53,1.51,1.5,1.49,1.48,1.47,1.46,1.45,1.44,1.43,1.42,1.41,1.4,1.39,1.38,1.37,1.36,1.35,1.34,1.33,1.32,1.32,1.31,1.3,1.29,1.28,1.28,1.27,1.26,1.25,1.25,1.24,1.23,1.23,1.22,1.21,1.21,1.2,1.19,1.19,1.18,1.18,1.17,1.17,1.1599999999999999,1.1599999999999999,1.1499999999999999,1.1399999999999999,1.1399999999999999,1.1399999999999999,1.1299999999999999,1.1299999999999999,1.1200000000000001,1.1200000000000001,1.1100000000000001,{"$error":"#N/A"},{"$error":"#N/A"},{"$error":"#N/A"},{"$error":"#N/A"},{"$error":"#N/A"},{"$error":"#N/A"},{"$error":"#N/A"},{"$error":"#N/A"},{"$error":"#N/A"},{"$error":"#N/A"}]
["R404A",55,495,{"$error":"#N/A"},{"$error":"#N/A"},{"$error":"#N/A"},{"$error":"#N/A"},{"$error":"#N/A"},{"$error":"#N/A"},{"$error":"#N/A"},{"$error":"#N/A"},{"$error":"#N/A"},{"$error":"#N/A"},{"$error":"#N/A"},{"$error":"#N/A"},{"$error":"#N/A"},{"$error":"#N/A"},{"$error":"#N/A"},{"$error":"#N/A"},{"$error":"#N/A"},{"$error":"#N/A"},{"$error":"#N/A"},{"$error":"#N/A"},{"$error":"#N/A"},{"$error":"#N/A"},{"$error":"#N/A"},{"$error":"#N/A"},{"$error":"#N/A"},3.38,3.32,3.27,3.21,3.16,3.11,3.06,3.01,2.96,2.91,2.87,2.83,2.79,2.75,2.71,2.67,2.63,2.6,2.56,2.5299999999999998,2.4900000000000002,2.46,2.4300000000000002,2.4,2.37,2.34,2.31,2.29,2.2599999999999998,2.23,2.21,2.1800000000000002,2.16,2.14,2.11,2.09,2.0699999999999998,2.0499999999999998,2.0299999999999998,2.0099999999999998,1.99,1.97,1.95,1.93,1.91,1.89,1.88,1.86,1.84,1.82,1.81,1.79,1.78,1.76,1.75,1.73,1.72,1.71,1.69,1.68,1.67,1.65,1.64,1.63,1.62,1.6,1.59,1.58,1.57,1.56,1.55,1.54,1.53,1.52,1.51,1.5,1.49,1.48,1.47,1.46,1.45,1.45,1.44,1.43,1.42,1.41,1.41,1.4,1.39,1.38,1.38,1.37,1.36,1.36,1.35,1.34,{"$error":"#N/A"},{"$error":"#N/A"},{"$error":"#N/A"},{"$error":"#N/A"},{"$error":"#N/A"},{"$error":"#N/A"},{"$error":"#N/A"},{"$error":"#N/A"},{"$error":"#N/A"},{"$error":"#N/A"}]
["R404A",56,496,{"$error":"#N/A"},{"$error":"#N/A"},{"$error":"#N/A"},{"$error":"#N/A"},{"$error":"#N/A"},{"$error":"#N/A"},{"$error":"#N/A"},{"$error":"#N/A"},{"$error":"#N/A"},{"$error":"#N/A"},{"$error":"#N/A"},{"$error":"#N/A"},{"$error":"#N/A"},{"$error":"#N/A"},{"$error":"#N/A"},{"$error":"#N/A"},{"$error":"#N/A"},{"$error":"#N/A"},{"$error":"#N/A"},{"$error":"#N/A"},{"$error":"#N/A"},{"$error":"#N/A"},{"$error":"#N/A"},{"$error":"#N/A"},{"$error":"#N/A"},{"$error":"#N/A"},{"$error":"#N/A"},{"$error":"#N/A"},{"$error":"#N/A"},{"$error":"#N/A"},{"$error":"#N/A"},{"$error":"#N/A"},{"$error":"#N/A"},{"$error":"#N/A"},{"$error":"#N/A"},{"$error":"#N/A"},{"$error":"#N/A"},{"$error":"#N/A"},{"$error":"#N/A"},{"$error":"#N/A"},{"$error":"#N/A"},{"$error":"#N/A"},{"$error":"#N/A"},{"$error":"#N/A"},{"$error":"#N/A"},{"$error":"#N/A"},{"$error":"#N/A"},{"$error":"#N/A"},{"$error":"#N/A"},{"$error":"#N/A"},{"$error":"#N/A"},{"$error":"#N/A"},{"$error":"#N/A"},{"$error":"#N/A"},{"$error":"#N/A"},2.3036507113025642,2.2767203369465925,2.2508387112897528,2.2255389131111509,2.2008015409757906,2.1770069118906585,2.1533309258994597,2.1301643747870385,2.1078649251574375,2.0860275185579127,2.064279186479117,2.0433310488798266,2.0231482830700469,2.0030225456394066,1.98329327515648,1.9642735975838821,1.9456152502763382,1.9273080334502455,1.9093421276418059,1.8920093515189231,1.8746925545506266,1.8579804063477201,1.8415635898600702,1.8254343451424884,1.8098608650498651,1.7945508637745187,1.7794977109327912,1.764694996759852,1.7501365230093286,1.736069957356031,1.7222277063188343,1.7086044467405892,1.6954369513611136,1.6822326137336903,1.669701576695336,1.6571246642749786,1.6449635444734585,1.6329796176202505,1.6211690390539462,1.6097461677760596,1.5984831429207915,1.5873766325744678,1.5766326102438379,1.5660330501169681,1.555778773989958,1.5456579128528909,1.5356678798070476,1.5260021474871315,1.5166509278931848,1.5072223697268869,1.4982881470787386,1.4892724982057561,1.4805491921968246,1.4721098783379574,1.4639466072935696,1.4556949783344344,1.4478886920398928,1.4401656828933593,1.4325246253692658,1.4251351629303406,1.4179907756251275,{"$error":"#N/A"},{"$error":"#N/A"},{"$error":"#N/A"},{"$error":"#N/A"},{"$error":"#N/A"},{"$error":"#N/A"},{"$error":"#N/A"},{"$error":"#N/A"},{"$error":"#N/A"},{"$error":"#N/A"},{"$error":"#N/A"},{"$error":"#N/A"},{"$error":"#N/A"},{"$error":"#N/A"},{"$error":"#N/A"}]
["R404A",61,501,{"$error":"#N/A"},{"$error":"#N/A"},{"$error":"#N/A"},{"$error":"#N/A"},{"$error":"#N/A"},{"$error":"#N/A"},{"$error":"#N/A"},{"$error":"#N/A"},{"$error":"#N/A"},{"$error":"#N/A"},{"$error":"#N/A"},{"$error":"#N/A"},{"$error":"#N/A"},{"$error":"#N/A"},{"$error":"#N/A"},{"$error":"#N/A"},{"$error":"#N/A"},{"$error":"#N/A"},{"$error":"#N/A"},{"$error":"#N/A"},{"$error":"#N/A"},{"$error":"#N/A"},{"$error":"#N/A"},{"$error":"#N/A"},{"$error":"#N/A"},{"$error":"#N/A"},{"$error":"#N/A"},{"$error":"#N/A"},{"$error":"#N/A"},{"$error":"#N/A"},{"$error":"#N/A"},{"$error":"#N/A"},{"$error":"#N/A"},{"$error":"#N/A"},{"$error":"#N/A"},{"$error":"#N/A"},{"$error":"#N/A"},{"$error":"#N/A"},{"$error":"#N/A"},{"$error":"#N/A"},{"$error":"#N/A"},{"$error":"#N/A"},{"$error":"#N/A"},{"$error":"#N/A"},{"$error":"#N/A"},{"$error":"#N/A"},{"$error":"#N/A"},{"$error":"#N/A"},{"$error":"#N/A"},{"$error":"#N/A"},{"$error":"#N/A"},{"$error":"#N/A"},{"$error":"#N/A"},{"$error":"#N/A"},{"$error":"#N/A"},{"$error":"#N/A"},{"$error":"#N/A"},{"$error":"#N/A"},{"$error":"#N/A"},{"$error":"#N/A"},{"$error":"#N/A"},{"$error":"#N/A"},{"$error":"#N/A"},{"$error":"#N/A"},{"$error":"#N/A"},{"$error":"#N/A"},{"$error":"#N/A"},{"$error":"#N/A"},{"$error":"#N/A"},{"$error":"#N/A"},{"$error":"#N/A"},{"$error":"#N/A"},{"$error":"#N/A"},{"$error":"#N/A"},{"$error":"#N/A"},{"$error":"#N/A"},{"$error":"#N/A"},{"$error":"#N/A"},{"$error":"#N/A"},{"$error":"#N/A"},{"$error":"#N/A"},{"$error":"#N/A"},{"$error":"#N/A"},{"$error":"#N/A"},{"$error":"#N/A"},{"$error":"#N/A"},{"$error":"#N/A"},{"$error":"#N/A"},{"$error":"#N/A"},{"$error":"#N/A"},{"$error":"#N/A"},{"$error":"#N/A"},{"$error":"#N/A"},{"$error":"#N/A"},{"$error":"#N/A"},{"$error":"#N/A"},{"$error":"#N/A"},{"$error":"#N/A"},{"$error":"#N/A"},{"$error":"#N/A"},{"$error":"#N/A"},{"$error":"#N/A"},{"$error":"#N/A"},{"$error":"#N/A"},{"$error":"#N/A"},{"$error":"#N/A"},{"$error":"#N/A"},{"$error":"#N/A"},{"$error":"#N/A"},{"$error":"#N/A"},{"$error":"#N/A"},{"$error":"#N/A"},{"$error":"#N/A"},{"$error":"#N/A"},{"$error":"#N/A"},{"$error":"#N/A"},{"$error":"#N/A"},{"$error":"#N/A"},{"$error":"#N/A"},{"$error":"#N/A"},{"$error":"#N/A"},{"$error":"#N/A"},{"$error":"#N/A"},{"$error":"#N/A"},{"$error":"#N/A"},{"$error":"#N/A"},{"$error":"#N/A"},{"$error":"#N/A"},{"$error":"#N/A"},{"$error":"#N/A"},{"$error":"#N/A"}]
["R407F",-9,511,{"$error":"#N/A"},{"$error":"#N/A"},{"$error":"#N/A"},{"$error":"#N/A"},{"$error":"#N/A"},{"$error":"#N/A"},{"$error":"#N/A"},{"$error":"#N/A"},{"$error":"#N/A"},{"$error":"#N/A"},{"$error":"#N/A"},{"$error":"#N/A"},{"$error":"#N/A"},{"$error":"#N/A"},{"$error":"#N/A"},{"$error":"#N/A"},{"$error":"#N/A"},{"$error":"#N/A"},{"$error":"#N/A"},{"$error":"#N/A"},{"$error":"#N/A"},{"$error":"#N/A"},{"$error":"#N/A"},{"$error":"#N/A"},{"$error":"#N/A"},{"$error":"#N/A"},{"$error":"#N/A"},{"$error":"#N/A"},{"$error":"#N/A"},{"$error":"#N/A"},{"$error":"#N/A"},{"$error":"#N/A"},{"$error":"#N/A"},{"$error":"#N/A"},{"$error":"#N/A"},{"$error":"#N/A"},{"$error":"#N/A"},{"$error":"#N/A"},{"$error":"#N/A"},{"$error":"#N/A"},{"$error":"#N/A"},{"$error":"#N/A"},{"$error":"#N/A"},{"$error":"#N/A"},{"$error":"#N/A"},{"$error":"#N/A"},{"$error":"#N/A"},{"$error":"#N/A"},{"$error":"#N/A"},{"$error":"#N/A"},{"$error":"#N/A"},{"$error":"#N/A"},{"$error":"#N/A"},{"$error":"#N/A"},{"$error":"#N/A"},{"$error":"#N/A"},{"$error":"#N/A"},{"$error":"#N/A"},{"$error":"#N/A"},{"$error":"#N/A"},{"$error":"#N/A"},{"$error":"#N/A"},{"$error":"#N/A"},{"$error":"#N/A"},{"$error":"#N/A"},{"$error":"#N/A"},{"$error":"#N/A"},{"$error":"#N/A"},{"$error":"#N/A"},{"$error":"#N/A"},{"$error":"#N/A"},{"$error":"#N/A"},{"$error":"#N/A"},{"$error":"#N/A"},{"$error":"#N/A"},0.68,0.68,0.68,0.67,0.67,0.67,0.67,0.67,0.67,0.66,0.66,0.66,0.66,0.66,0.66,0.65,0.65,0.65,0.65,0.65,0.65,0.65,0.64,0.64,0.64,0.64,0.64,0.64,0.64,0.63,0.63,0.63,0.63,0.63,0.63,0.63,0.63,0.62,0.62,0.62,0.62,{"$error":"#N/A"},{"$error":"#N/A"},{"$error":"#N/A"},{"$error":"#N/A"},{"$error":"#N/A"},{"$error":"#N/A"},{"$error":"#N/A"},{"$error":"#N/A"},{"$error":"#N/A"},{"$error":"#N/A"},{"$error":"#N/A"},{"$error":"#N/A"},{"$error":"#N/A"},{"$error":"#N/A"},{"$error":"#N/A"}]
["R407F",-4,516,{"$error":"#N/A"},{"$error":"#N/A"},{"$error":"#N/A"},{"$error":"#N/A"},{"$error":"#N/A"},{"$error":"#N/A"},{"$error":"#N/A"},{"$error":"#N/A"},{"$error":"#N/A"},{"$error":"#N/A"},{"$error":"#N/A"},{"$error":"#N/A"},{"$error":"#N/A"},{"$error":"#N/A"},{"$error":"#N/A"},{"$error":"#N/A"},{"$error":"#N/A"},{"$error":"#N/A"},{"$error":"#N/A"},{"$error":"#N/A"},{"$error":"#N/A"},{"$error":"#N/A"},{"$error":"#N/A"},{"$error":"#N/A"},{"$error":"#N/A"},{"$error":"#N/A"},{"$error":"#N/A"},{"$error":"#N/A"},{"$error":"#N/A"},{"$error":"#N/A"},{"$error":"#N/A"},{"$error":"#N/A"},{"$error":"#N/A"},{"$error":"#N/A"},{"$error":"#N/A"},{"$error":"#N/A"},{"$error":"#N/A"},{"$error":"#N/A"},{"$error":"#N/A"},{"$error":"#N/A"},{"$error":"#N/A"},{"$error":"#N/A"},{"$error":"#N/A"},{"$error":"#N/A"},{"$error":"#N/A"},{"$error":"#N/A"},{"$error":"#N/A"},{"$error":"#N/A"},{"$error":"#N/A"},{"$error":"#N/A"},{"$error":"#N/A"},{"$error":"#N/A"},{"$error":"#N/A"},{"$error":"#N/A"},{"$error":"#N/A"},{"$error":"#N/A"},{"$error":"#N/A"},{"$error":"#N/A"},{"$error":"#N/A"},{"$error":"#N/A"},{"$error":"#N/A"},{"$error":"#N/A"},{"$error":"#N/A"},{"$error":"#N/A"},{"$error":"#N/A"},{"$error":"#N/A"},{"$error":"#N/A"},{"$error":"#N/A"},{"$error":"#N/A"},{"$error":"#N/A"},{"$error":"#N/A"},{"$error":"#N/A"},{"$error":"#N/A"},{"$error":"#N/A"},{"$error":"#N/A"},0.71,0.71,0.7,0.7,0.7,0.7,0.7,0.7,0.69,0.69,0.69,0.69,0.69,0.68,0.68,0.68,0.68,0.68,0.68,0.67,0.67,0.67,0.67,0.67,0.67,0.67,0.66,0.66,0.66,0.66,0.66,0.66,0.66,0.65,0.65,0.65,0.65,0.65,0.65,0.65,0.65,{"$error":"#N/A"},{"$error":"#N/A"},{"$error":"#N/A"},{"$error":"#N/A"},{"$error":"#N/A"},{"$error":"#N/A"},{"$error":"#N/A"},{"$error":"#N/A"},{"$error":"#N/A"},{"$error":"#N/A"},{"$error":"#N/A"},{"$error":"#N/A"},{"$error":"#N/A"},{"$error":"#N/A"},{"$error":"#N/A"}]
["R407F",-1,519,{"$error":"#N/A"},{"$error":"#N/A"},{"$error":"#N/A"},{"$error":"#N/A"},{"$error":"#N/A"},{"$error":"#N/A"},{"$error":"#N/A"},{"$error":"#N/A"},{"$error":"#N/A"},{"$error":"#N/A"},{"$error":"#N/A"},{"$error":"#N/A"},{"$error":"#N/A"},{"$error":"#N/A"},{"$error":"#N/A"},{"$error":"#N/A"},{"$error":"#N/A"},{"$error":"#N/A"},{"$error":"#N/A"},{"$error":"#N/A"},{"$error":"#N/A"},{"$error":"#N/A"},{"$error":"#N/A"},{"$error":"#N/A"},{"$error":"#N/A"},{"$error":"#N/A"},{"$error":"#N/A"},{"$error":"#N/A"},{"$error":"#N/A"},{"$error":"#N/A"},{"$error":"#N/A"},{"$error":"#N/A"},{"$error":"#N/A"},{"$error":"#N/A"},{"$error":"#N/A"},{"$error":"#N/A"},{"$error":"#N/A"},{"$error":"#N/A"},{"$error":"#N/A"},{"$error":"#N/A"},{"$error":"#N/A"},{"$error":"#N/A"},{"$error":"#N/A"},{"$error":"#N/A"},{"$error":"#N/A"},{"$error":"#N/A"},{"$error":"#N/A"},{"$error":"#N/A"},{"$error":"#N/A"},{"$error":"#N/A"},{"$error":"#N/A"},{"$error":"#N/A"},{"$error":"#N/A"},{"$error":"#N/A"},{"$error":"#N/A"},{"$error":"#N/A"},{"$error":"#N/A"},{"$error":"#N/A"},{"$error":"#N/A"},{"$error":"#N/A"},{"$error":"#N/A"},{"$error":"#N/A"},{"$error":"#N/A"},{"$error":"#N/A"},{"$error":"#N/A"},{"$error":"#N/A"},{"$error":"#N/A"},{"$error":"#N/A"},{"$error":"#N/A"},{"$error":"#N/A"},{"$error":"#N/A"},{"$error":"#N/A"},{"$error":"#N/A"},{"$error":"#N/A"},{"$error":"#N/A"},0.73,0.72,0.72,0.72,0.72,0.72,0.71,0.71,0.71,0.71,0.71,0.71,0.7,0.7,0.7,0.7,0.7,0.69,0.69,0.69,0.69,0.69,0.69,0.69,0.68,0.68,0.68,0.68,0.68,0.68,0.67,0.67,0.67,0.67,0.67,0.67,0.67,0.66,0.66,0.66,0.66,{"$error":"#N/A"},{"$error":"#N/A"},{"$error":"#N/A"},{"$error":"#N/A"},{"$error":"#N/A"},{"$error":"#N/A"},{"$error":"#N/A"},{"$error":"#N/A"},{"$error":"#N/A"},{"$error":"#N/A"},{"$error":"#N/A"},{"$error":"#N/A"},{"$error":"#N/A"},{"$error":"#N/A"},{"$error":"#N/A"}]
["R407F",3,523,{"$error":"#N/A"},{"$error":"#N/A"},{"$error":"#N/A"},{"$error":"#N/A"},{"$error":"#N/A"},{"$error":"#N/A"},{"$error":"#N/A"},{"$error":"#N/A"},{"$error":"#N/A"},{"$error":"#N/A"},{"$error":"#N/A"},{"$error":"#N/A"},{"$error":"#N/A"},{"$error":"#N/A"},{"$error":"#N/A"},{"$error":"#N/A"},{"$error":"#N/A"},{"$error":"#N/A"},{"$error":"#N/A"},{"$error":"#N/A"},{"$error":"#N/A"},{"$error":"#N/A"},{"$error":"#N/A"},{"$error":"#N/A"},{"$error":"#N/A"},{"$error":"#N/A"},{"$error":"#N/A"},{"$error":"#N/A"},{"$error":"#N/A"},{"$error":"#N/A"},{"$error":"#N/A"},{"$error":"#N/A"},{"$error":"#N/A"},{"$error":"#N/A"},{"$error":"#N/A"},{"$error":"#N/A"},{"$error":"#N/A"},{"$error":"#N/A"},{"$error":"#N/A"},{"$error":"#N/A"},{"$error":"#N/A"},{"$error":"#N/A"},{"$error":"#N/A"},{"$error":"#N/A"},{"$error":"#N/A"},{"$error":"#N/A"},{"$error":"#N/A"},{"$error":"#N/A"},{"$error":"#N/A"},{"$error":"#N/A"},{"$error":"#N/A"},{"$error":"#N/A"},{"$error":"#N/A"},{"$error":"#N/A"},{"$error":"#N/A"},{"$error":"#N/A"},{"$error":"#N/A"},{"$error":"#N/A"},{"$error":"#N/A"},{"$error":"#N/A"},{"$error":"#N/A"},{"$error":"#N/A"},{"$error":"#N/A"},{"$error":"#N/A"},{"$error":"#N/A"},{"$error":"#N/A"},{"$error":"#N/A"},{"$error":"#N/A"},{"$error":"#N/A"},{"$error":"#N/A"},{"$error":"#N/A"},{"$error":"#N/A"},{"$error":"#N/A"},{"$error":"#N/A"},{"$error":"#N/A"},0.75,0.75,0.75,0.75,0.74,0.74,0.74,0.74,0.74,0.73,0.73,0.73,0.73,0.73,0.72,0.72,0.72,0.72,0.72,0.72,0.71,0.71,0.71,0.71,0.71,0.71,0.7,0.7,0.7,0.7,0.7,0.7,0.69,0.69,0.69,0.69,0.69,0.69,0.69,0.68,0.68,{"$error":"#N/A"},{"$error":"#N/A"},{"$error":"#N/A"},{"$error":"#N/A"},{"$error":"#N/A"},{"$error":"#N/A"},{"$error":"#N/A"},{"$error":"#N/A"},{"$error":"#N/A"},{"$error":"#N/A"},{"$error":"#N/A"},{"$error":"#N/A"},{"$error":"#N/A"},{"$error":"#N/A"},{"$error":"#N/A"}]
["R407F",8,528,{"$error":"#N/A"},{"$error":"#N/A"},{"$error":"#N/A"},{"$error":"#N/A"},{"$error":"#N/A"},{"$error":"#N/A"},{"$error":"#N/A"},{"$error":"#N/A"},{"$error":"#N/A"},{"$error":"#N/A"},{"$error":"#N/A"},{"$error":"#N/A"},{"$error":"#N/A"},{"$error":"#N/A"},{"$error":"#N/A"},{"$error":"#N/A"},{"$error":"#N/A"},{"$error":"#N/A"},{"$error":"#N/A"},{"$error":"#N/A"},{"$error":"#N/A"},{"$error":"#N/A"},{"$error":"#N/A"},{"$error":"#N/A"},{"$error":"#N/A"},{"$error":"#N/A"},{"$error":"#N/A"},{"$error":"#N/A"},{"$error":"#N/A"},{"$error":"#N/A"},{"$error":"#N/A"},{"$error":"#N/A"},{"$error":"#N/A"},{"$error":"#N/A"},{"$error":"#N/A"},{"$error":"#N/A"},{"$error":"#N/A"},{"$error":"#N/A"},{"$error":"#N/A"},{"$error":"#N/A"},{"$error":"#N/A"},{"$error":"#N/A"},{"$error":"#N/A"},{"$error":"#N/A"},{"$error":"#N/A"},{"$error":"#N/A"},{"$error":"#N/A"},{"$error":"#N/A"},{"$error":"#N/A"},{"$error":"#N/A"},{"$error":"#N/A"},{"$error":"#N/A"},{"$error":"#N/A"},{"$error":"#N/A"},{"$error":"#N/A"},{"$error":"#N/A"},{"$error":"#N/A"},{"$error":"#N/A"},{"$error":"#N/A"},{"$error":"#N/A"},{"$error":"#N/A"},{"$error":"#N/A"},{"$error":"#N/A"},{"$error":"#N/A"},{"$error":"#N/A"},{"$error":"#N/A"},{"$error":"#N/A"},{"$error":"#N/A"},{"$error":"#N/A"},{"$error":"#N/A"},{"$error":"#N/A"},{"$error":"#N/A"},{"$error":"#N/A"},{"$error":"#N/A"},{"$error":"#N/A"},0.79,0.79,0.78,0.78,0.78,0.78,0.77,0.77,0.77,0.77,0.77,0.76,0.76,0.76,0.76,0.76,0.75,0.75,0.75,0.75,0.75,0.74,0.74,0.74,0.74,0.74,0.73,0.73,0.73,0.73,0.73,0.73,0.72,0.72,0.72,0.72,0.72,0.72,0.71,0.71,0.71,{"$error":"#N/A"},{"$error":"#N/A"},{"$error":"#N/A"},{"$error":"#N/A"},{"$error":"#N/A"},{"$error":"#N/A"},{"$error":"#N/A"},{"$error":"#N/A"},{"$error":"#N/A"},{"$error":"#N/A"},{"$error":"#N/A"},{"$error":"#N/A"},{"$error":"#N/A"},{"$error":"#N/A"},{"$error":"#N/A"}]
["R407F",13,533,{"$error":"#N/A"},{"$error":"#N/A"},{"$error":"#N/A"},{"$error":"#N/A"},{"$error":"#N/A"},{"$error":"#N/A"},{"$error":"#N/A"},{"$error":"#N/A"},{"$error":"#N/A"},{"$error":"#N/A"},{"$error":"#N/A"},{"$error":"#N/A"},{"$error":"#N/A"},{"$error":"#N/A"},{"$error":"#N/A"},{"$error":"#N/A"},{"$error":"#N/A"},{"$error":"#N/A"},{"$error":"#N/A"},{"$error":"#N/A"},{"$error":"#N/A"},{"$error":"#N/A"},{"$error":"#N/A"},{"$error":"#N/A"},{"$error":"#N/A"},{"$error":"#N/A"},{"$error":"#N/A"},{"$error":"#N/A"},{"$error":"#N/A"},{"$error":"#N/A"},{"$error":"#N/A"},{"$error":"#N/A"},{"$error":"#N/A"},{"$error":"#N/A"},{"$error":"#N/A"},{"$error":"#N/A"},{"$error":"#N/A"},{"$error":"#N/A"},{"$error":"#N/A"},{"$error":"#N/A"},{"$error":"#N/A"},{"$error":"#N/A"},{"$error":"#N/A"},{"$error":"#N/A"},{"$error":"#N/A"},{"$error":"#N/A"},{"$error":"#N/A"},{"$error":"#N/A"},{"$error":"#N/A"},{"$error":"#N/A"},{"$error":"#N/A"},{"$error":"#N/A"},{"$error":"#N/A"},{"$error":"#N/A"},{"$error":"#N/A"},0.87248609066242988,0.86959572060734691,0.86667423359418516,0.86382217936435612,0.86098883466279252,0.85817401598910292,0.8553775422347365,0.85259923464413989,0.84988718936495378,0.84719234294603984,0.84451453230061579,0.84185359639734481,0.83920937622805591,0.83662849299765207,0.83406343546295847,0.83151405850672511,0.82902615075188446,0.82650742798265531,0.82404934563914811,0.82160584090769373,0.81922163648543656,0.81680663657440833,0.81445016432257433,0.81210724971613168,0.80982160471801323,0.80754878933344176,0.80528869584338059,0.80304121773132309,0.80084911249638779,0.79866894249866605,0.79650061052808141,0.79438619425378332,0.79228297425311145,0.79019086183100129,0.78815128364780918,0.78612220715441672,0.78410355145005828,0.7821361196429697,0.78017853627959166,0.77827120773836211,0.7763731822732467,0.77448439198561059,0.77264466660315068,0.77081366074751478,0.7690308372106297,0.76725624166812023,0.76548981729100651,0.76377049355640703,0.76209769106962832,0.76039355434110956,0.75877397275571845,0.75716127568291136,0.75555541931879056,0.75399435440284279,0.75247756833484258,0.75096687255420658,0.74946223045331661,0.7480009982887571,0.74658270389551473,0.74516977781612681,0.74379916329141027,{"$error":"#N/A"},{"$error":"#N/A"},{"$error":"#N/A"},{"$error":"#N/A"},{"$error":"#N/A"},{"$error":"#N/A"},{"$error":"#N/A"},{"$error":"#N/A"},{"$error":"#N/A"},{"$error":"#N/A"},{"$error":"#N/A"},{"$error":"#N/A"},{"$error":"#N/A"},{"$error":"#N/A"},{"$error":"#N/A"}]
["R407F",15,535,{"$error":"#N/A"},{"$error":"#N/A"},{"$error":"#N/A"},{"$error":"#N/A"},{"$error":"#N/A"},{"$error":"#N/A"},{"$error":"#N/A"},{"$error":"#N/A"},{"$error":"#N/A"},{"$error":"#N/A"},{"$error":"#N/A"},{"$error":"#N/A"},{"$error":"#N/A"},{"$error":"#N/A"},{"$error":"#N/A"},{"$error":"#N/A"},{"$error":"#N/A"},{"$error":"#N/A"},{"$error":"#N/A"},{"$error":"#N/A"},{"$error":"#N/A"},{"$error":"#N/A"},{"$error":"#N/A"},{"$error":"#N/A"},{"$error":"#N/A"},{"$error":"#N/A"},{"$error":"#N/A"},{"$error":"#N/A"},{"$error":"#N/A"},{"$error":"#N/A"},{"$error":"#N/A"},{"$error":"#N/A"},{"$error":"#N/A"},{"$error":"#N/A"},{"$error":"#N/A"},{"$error":"#N/A"},{"$error":"#N/A"},{"$error":"#N/A"},{"$error":"#N/A"},{"$error":"#N/A"},{"$error":"#N/A"},{"$error":"#N/A"},{"$error":"#N/A"},{"$error":"#N/A"},{"$error":"#N/A"},{"$error":"#N/A"},{"$error":"#N/A"},{"$error":"#N/A"},{"$error":"#N/A"},{"$error":"#N/A"},{"$error":"#N/A"},{"$error":"#N/A"},{"$error":"#N/A"},{"$error":"#N/A"},{"$error":"#N/A"},0.89120775969937716,0.88820280008370944,0.88516585128898828,0.88220142981287364,0.87925679776395771,0.87633175764066218,0.87342611456082286,0.87053967621840833,0.86772239571284715,0.86492329121054756,0.86214218738028858,0.85937891113868514,0.85663329161428037,0.8539537243596147,0.85129086831926004,0.84864456764907636,0.84606233929199903,0.84344839542832861,0.84089764423247693,0.83836227445087141,0.83588867869593653,0.83338337877643931,0.83093903350387988,0.82850898501435233,0.82613856040798395,0.82378166102019557,0.82143817142158249,0.81910797749250497,0.81683540068627514,0.81457539930641265,0.81232786926071765,0.81013641606858233,0.80795675502664155,0.80578879121042746,0.80367544481159903,0.80157315478406521,0.79948183458895206,0.79744374822959829,0.79541602666817324,0.79344051656177905,0.79147479497206819,0.78951878932669617,0.78761373979307125,0.78571786161251211,0.78387200915766675,0.7820348091362036,0.78020620085295445,0.77842647806600185,0.77669503079945734,0.7749312724718781,0.77325514138506068,0.7715862453964597,0.76992453776100422,0.76830928390805442,0.76673994461599881,0.76517700328263294,0.76362042086228499,0.7621088384638669,0.76064175964615532,0.75918031830392896,0.75776272194878147,{"$error":"#N/A"},{"$error":"#N/A"},{"$error":"#N/A"},{"$error":"#N/A"},{"$error":"#N/A"},{"$error":"#N/A"},{"$error":"#N/A"},{"$error":"#N/A"},{"$error":"#N/A"},{"$error":"#N/A"},{"$error":"#N/A"},{"$error":"#N/A"},{"$error":"#N/A"},{"$error":"#N/A"},{"$error":"#N/A"}]
["R407F",20,540,{"$error":"#N/A"},{"$error":"#N/A"},{"$error":"#N/A"},{"$error":"#N/A"},{"$error":"#N/A"},{"$error":"#N/A"},{"$error":"#N/A"},{"$error":"#N/A"},{"$error":"#N/A"},{"$error":"#N/A"},{"$error":"#N/A"},{"$error":"#N/A"},{"$error":"#N/A"},{"$error":"#N/A"},{"$error":"#N/A"},{"$error":"#N/A"},{"$error":"#N/A"},{"$error":"#N/A"},{"$error":"#N/A"},{"$error":"#N/A"},{"$error":"#N/A"},{"$error":"#N/A"},{"$error":"#N/A"},{"$error":"#N/A"},{"$error":"#N/A"},{"$error":"#N/A"},{"$error":"#N/A"},{"$error":"#N/A"},{"$error":"#N/A"},{"$error":"#N/A"},{"$error":"#N/A"},{"$error":"#N/A"},{"$error":"#N/A"},{"$error":"#N/A"},{"$error":"#N/A"},{"$error":"#N/A"},{"$error":"#N/A"},{"$error":"#N/A"},{"$error":"#N/A"},{"$error":"#N/A"},{"$error":"#N/A"},{"$error":"#N/A"},{"$error":"#N/A"},{"$error":"#N/A"},{"$error":"#N/A"},{"$error":"#N/A"},{"$error":"#N/A"},{"$error":"#N/A"},{"$error":"#N/A"},{"$error":"#N/A"},{"$error":"#N/A"},{"$error":"#N/A"},{"$error":"#N/A"},{"$error":"#N/A"},{"$error":"#N/A"},0.94189252566953607,0.93856696360541547,0.93520707693160277,0.93192847410331681,0.9286727788946938,0.92543975205801166,0.9222291576656011,0.91904076305245508,0.91592970201570612,0.91283963253484102,0.90977034286675629,0.90672162410662593,0.90369327014050371,0.90073861969122715,0.89780322690323089,0.89488690411326643,0.89204197930329832,0.88916290478527227,0.8863542006695424,0.88356318505136311,0.8808408941080007,0.87808443790251656,0.87539575136898884,0.87272348003950151,0.8701174377194113,0.86752691288479467,0.86495176735048673,0.86239186456720707,0.85989586632119785,0.85741427458385155,0.85494696498594058,0.85254178025352079,0.85015009035773015,0.84777178204251247,0.84545391476653409,0.84314868735439474,0.84085599669510691,0.83862215300231491,0.83640014685613961,0.8342358123903445,0.83208265021668448,0.82994057405082033,0.82785472657191872,0.82577933731788244,0.82375910951646336,0.82174874236378481,0.8197481638414752,0.81780143892734392,0.81590787035947598,0.81397932100165615,0.81214691860673349,0.81032274776436308,0.80850675313194731,0.80674183049972459,0.80502736480957515,0.80332017073724027,0.80162020211860263,0.79996964576557861,0.7983679361634346,0.79677262767238921,0.79522541515932743,{"$error":"#N/A"},{"$error":"#N/A"},{"$error":"#N/A"},{"$error":"#N/A"},{"$error":"#N/A"},{"$error":"#N/A"},{"$error":"#N/A"},{"$error":"#N/A"},{"$error":"#N/A"},{"$error":"#N/A"},{"$error":"#N/A"},{"$error":"#N/A"},{"$error":"#N/A"},{"$error":"#N/A"},{"$error":"#N/A"}]
["R407F",27,547,{"$error":"#N/A"},{"$error":"#N/A"},{"$error":"#N/A"},{"$error":"#N/A"},{"$error":"#N/A"},{"$error":"#N/A"},{"$error":"#N/A"},{"$error":"#N/A"},{"$error":"#N/A"},{"$error":"#N/A"},{"$error":"#N/A"},{"$error":"#N/A"},{"$error":"#N/A"},{"$error":"#N/A"},{"$error":"#N/A"},{"$error":"#N/A"},{"$error":"#N/A"},{"$error":"#N/A"},{"$error":"#N/A"},{"$error":"#N/A"},{"$error":"#N/A"},{"$error":"#N/A"},{"$error":"#N/A"},{"$error":"#N/A"},{"$error":"#N/A"},{"$error":"#N/A"},{"$error":"#N/A"},{"$error":"#N/A"},{"$error":"#N/A"},{"$error":"#N/A"},{"$error":"#N/A"},{"$error":"#N/A"},{"$error":"#N/A"},{"$error":"#N/A"},{"$error":"#N/A"},{"$error":"#N/A"},{"$error":"#N/A"},{"$error":"#N/A"},{"$error":"#N/A"},{"$error":"#N/A"},{"$error":"#N/A"},{"$error":"#N/A"},{"$error":"#N/A"},{"$error":"#N/A"},{"$error":"#N/A"},{"$error":"#N/A"},{"$error":"#N/A"},{"$error":"#N/A"},{"$error":"#N/A"},{"$error":"#N/A"},{"$error":"#N/A"},{"$error":"#N/A"},{"$error":"#N/A"},{"$error":"#N/A"},{"$error":"#N/A"},1.0243431533632945,1.0204646121289576,1.0165480592237512,1.0127282135268858,1.0089369677518276,1.0051740018968349,1.0014390007163838,0.99773165363313165,0.99411598207398744,0.99052642149650705,0.98696269007319803,0.98342451001788156,0.97991160751351192,0.97648577873056985,0.97308382029450369,0.96970548358725728,0.9664113154875017,0.96307907159358819,0.95982969515709649,0.95660217142968595,0.95345545376050955,0.95027058462138614,0.94716531666498127,0.94408027722402454,0.94107291539998339,0.93808465260071605,0.9351153074622186,0.93216470090954673,0.92928886764196539,0.92643072433900164,0.9235901082780813,0.92082205064972289,0.91807053552795836,0.91533541506222527,0.91267076229736965,0.91002157875655054,0.9073877301234099,0.90482237430729928,0.90227148308406713,0.89978763374856963,0.89731742237087186,0.89486073693652524,0.89246931220527104,0.89009063508832076,0.88777590562813968,0.88547318410221509,0.88318237731340288,0.88095390933532114,0.87878692700585381,0.87658055754575348,0.87448478801100527,0.87239901590035362,0.87032316984812907,0.86830625542557816,0.86634752261388037,0.86439760696541346,0.86245644907867336,0.86057219601083002,0.85874415959468542,0.85692387298428774,0.8551588883872927,{"$error":"#N/A"},{"$error":"#N/A"},{"$error":"#N/A"},{"$error":"#N/A"},{"$error":"#N/A"},{"$error":"#N/A"},{"$error":"#N/A"},{"$error":"#N/A"},{"$error":"#N/A"},{"$error":"#N/A"},{"$error":"#N/A"},{"$error":"#N/A"},{"$error":"#N/A"},{"$error":"#N/A"},{"$error":"#N/A"}]
["R407F",31,551,{"$error":"#N/A"},{"$error":"#N/A"},{"$error":"#N/A"},{"$error":"#N/A"},{"$error":"#N/A"},{"$error":"#N/A"},{"$error":"#N/A"},{"$error":"#N/A"},{"$error":"#N/A"},{"$error":"#N/A"},{"$error":"#N/A"},{"$error":"#N/A"},{"$error":"#N/A"},{"$error":"#N/A"},{"$error":"#N/A"},{"$error":"#N/A"},{"$error":"#N/A"},{"$error":"#N/A"},{"$error":"#N/A"},{"$error":"#N/A"},{"$error":"#N/A"},{"$error":"#N/A"},{"$error":"#N/A"},{"$error":"#N/A"},{"$error":"#N/A"},{"$error":"#N/A"},{"$error":"#N/A"},{"$error":"#N/A"},{"$error":"#N/A"},{"$error":"#N/A"},{"$error":"#N/A"},{"$error":"#N/A"},{"$error":"#N/A"},{"$error":"#N/A"},{"$error":"#N/A"},{"$error":"#N/A"},{"$error":"#N/A"},{"$error":"#N/A"},{"$error":"#N/A"},{"$error":"#N/A"},{"$error":"#N/A"},{"$error":"#N/A"},{"$error":"#N/A"},{"$error":"#N/A"},{"$error":"#N/A"},{"$error":"#N/A"},{"$error":"#N/A"},{"$error":"#N/A"},{"$error":"#N/A"},{"$error":"#N/A"},{"$error":"#N/A"},{"$error":"#N/A"},{"$error":"#N/A"},{"$error":"#N/A"},{"$error":"#N/A"},1.0788770378106944,1.0746115185518188,1.0703056485638394,1.0661075050207525,1.0619421662184914,1.0578092491439008,1.0537083767232247,1.0496391777074237,1.045671859001186,1.0417344178968244,1.0378265181512307,1.0339478285478891,1.0300980228032959,1.0263447673376329,1.0226187632317871,1.0189197147623528,1.0153138647985827,1.0116673803683929,1.0081125886882856,1.0045826911530005,1.0011421171542212,0.99766078066595221,0.9942673766500818,0.99089697876313221,0.98761230719459259,0.9843493400445753,0.98110786289415308,0.97788766413946693,0.97474985925264723,0.97163212687121792,0.96853427500384914,0.96551628212399165,0.96251703919989884,0.95953637204023112,0.95663317461942388,0.95374749217936317,0.95087916669499628,0.94808605733808038,0.94530930886335773,0.94260612454134662,0.93991835606149188,0.93724587192749986,0.93464492416515299,0.93205837221523113,0.92954186494039559,0.92703890994265048,0.924549398040316,0.92212810326537553,0.91977405978161808,0.91737768018483978,0.91510184660139238,0.91283727686551797,0.91058388756092457,0.90839485564125322,0.90626933389655284,0.90415373580166747,0.90204799202105235,0.90000431410256598,0.89802192574551187,0.8960482511834339,0.89413483366777691,{"$error":"#N/A"},{"$error":"#N/A"},{"$error":"#N/A"},{"$error":"#N/A"},{"$error":"#N/A"},{"$error":"#N/A"},{"$error":"#N/A"},{"$error":"#N/A"},{"$error":"#N/A"},{"$error":"#N/A"},{"$error":"#N/A"},{"$error":"#N/A"},{"$error":"#N/A"},{"$error":"#N/A"},{"$error":"#N/A"}]
["R407F",32,552,{"$error":"#N/A"},{"$error":"#N/A"},{"$error":"#N/A"},{"$error":"#N/A"},{"$error":"#N/A"},{"$error":"#N/A"},{"$error":"#N/A"},{"$error":"#N/A"},{"$error":"#N/A"},{"$error":"#N/A"},{"$error":"#N/A"},{"$error":"#N/A"},{"$error":"#N/A"},{"$error":"#N/A"},{"$error":"#N/A"},{"$error":"#N/A"},{"$error":"#N/A"},{"$error":"#N/A"},{"$error":"#N/A"},{"$error":"#N/A"},{"$error":"#N/A"},{"$error":"#N/A"},{"$error":"#N/A"},{"$error":"#N/A"},{"$error":"#N/A"},{"$error":"#N/A"},{"$error":"#N/A"},{"$error":"#N/A"},{"$error":"#N/A"},{"$error":"#N/A"},{"$error":"#N/A"},{"$error":"#N/A"},{"$error":"#N/A"},{"$error":"#N/A"},{"$error":"#N/A"},{"$error":"#N/A"},{"$error":"#N/A"},{"$error":"#N/A"},{"$error":"#N/A"},{"$error":"#N/A"},{"$error":"#N/A"},{"$error":"#N/A"},{"$error":"#N/A"},{"$error":"#N/A"},{"$error":"#N/A"},{"$error":"#N/A"},{"$error":"#N/A"},{"$error":"#N/A"},{"$error":"#N/A"},{"$error":"#N/A"},{"$error":"#N/A"},{"$error":"#N/A"},{"$error":"#N/A"},{"$error":"#N/A"},{"$error":"#N/A"},1.0934717876474072,1.0890997413584129,1.0846867341627453,1.0803845183220051,1.0761162955922881,1.0718816646741824,1.0676802305601383,1.0635116044116402,1.0594476910819197,1.0554147177489996,1.0514123324172502,1.0474401884102766,1.0434979442708201,1.0396548756398507,1.0358400101945118,1.0320530386071214,1.0283617639955975,1.0246291765858597,1.0209907222203942,1.0173780166965161,1.0138569879068522,1.0102945023949461,1.0068222497117916,1.0033737826551334,1.0000132624504403,0.9966751773530319,0.99335930344245249,0.9900654197682397,0.98685602954335061,0.98366737916912894,0.9804992682542174,0.97741302567236588,0.97434615078792164,0.9712984618583379,0.96833016794346582,0.96537996100264478,0.96244767622151839,0.95959245443791918,0.95675412329341458,0.95399114671616181,0.95124408239220259,0.94851279325588211,0.9458547616695423,0.94321158573631814,0.94064012557891274,0.93808264834786625,0.93553904029920076,0.93306525918302496,0.93066030766681862,0.92821222650837187,0.92588740609490927,0.92357420217747499,0.92127252790633907,0.9190366942586442,0.91686582690477925,0.91470519104545378,0.91255471451778158,0.91046771317689157,0.90844338615678033,0.90642804091339435,0.90447430460244271,{"$error":"#N/A"},{"$error":"#N/A"},{"$error":"#N/A"},{"$error":"#N/A"},{"$error":"#N/A"},{"$error":"#N/A"},{"$error":"#N/A"},{"$error":"#N/A"},{"$error":"#N/A"},{"$error":"#N/A"},{"$error":"#N/A"},{"$error":"#N/A"},{"$error":"#N/A"},{"$error":"#N/A"},{"$error":"#N/A"}]
["R407F",36,556,{"$error":"#N/A"},{"$error":"#N/A"},{"$error":"#N/A"},{"$error":"#N/A"},{"$error":"#N/A"},{"$error":"#N/A"},{"$error":"#N/A"},{"$error":"#N/A"},{"$error":"#N/A"},{"$error":"#N/A"},{"$error":"#N/A"},{"$error":"#N/A"},{"$error":"#N/A"},{"$error":"#N/A"},{"$error":"#N/A"},{"$error":"#N/A"},{"$error":"#N/A"},{"$error":"#N/A"},{"$error":"#N/A"},{"$error":"#N/A"},{"$error":"#N/A"},{"$error":"#N/A"},{"$error":"#N/A"},{"$error":"#N/A"},{"$error":"#N/A"},{"$error":"#N/A"},{"$error":"#N/A"},{"$error":"#N/A"},{"$error":"#N/A"},{"$error":"#N/A"},{"$error":"#N/A"},{"$error":"#N/A"},{"$error":"#N/A"},{"$error":"#N/A"},{"$error":"#N/A"},{"$error":"#N/A"},{"$error":"#N/A"},{"$error":"#N/A"},{"$error":"#N/A"},{"$error":"#N/A"},{"$error":"#N/A"},{"$error":"#N/A"},{"$error":"#N/A"},{"$error":"#N/A"},{"$error":"#N/A"},{"$error":"#N/A"},{"$error":"#N/A"},{"$error":"#N/A"},{"$error":"#N/A"},{"$error":"#N/A"},{"$error":"#N/A"},{"$error":"#N/A"},{"$error":"#N/A"},{"$error":"#N/A"},{"$error":"#N/A"},1.1565973874021442,1.1517513089633085,1.1468617191580186,1.1420967131085977,1.1373711387294458,1.1326845085763642,1.1280363432063965,1.123426171014329,1.1189334290606903,1.1144764782087522,1.1100548924645304,1.105668252567698,1.1013161458590599,1.0970749759933374,1.092866346316304,1.0886898837643724,1.0846202967698217,1.0805065034919554,1.0764977538397011,1.0725186396835407,1.0686417137591631,1.0647203592781223,1.0608995062046753,1.0571059780823673,1.0534103003319113,1.0497403729825034,1.0460959278366169,1.0424767004083066,1.038951316698949,1.0354496964800981,1.0319716002856383,1.0285843108472952,1.0252191851820223,1.021876006465587,1.0186207779961542,1.0153862230015456,1.0121721451638792,1.0090433286409612,1.0059337960411432,1.0029075598244157,0.99989947716253003,0.99690938519672001,0.99400017808392127,0.99110790101441248,0.98829473994807926,0.985497503436496,0.98271605664430817,0.98001155911538973,0.97738287113323252,0.97470760853106375,0.97216757505347451,0.96964074553727619,0.96712701729133055,0.96468567954296569,0.96231573560599715,0.95995740761774584,0.95761061038606832,0.95533350448977783,0.95312517836467214,0.9509270381220396,0.94879646403880624,{"$error":"#N/A"},{"$error":"#N/A"},{"$error":"#N/A"},{"$error":"#N/A"},{"$error":"#N/A"},{"$error":"#N/A"},{"$error":"#N/A"},{"$error":"#N/A"},{"$error":"#N/A"},{"$error":"#N/A"},{"$error":"#N/A"},{"$error":"#N/A"},{"$error":"#N/A"},{"$error":"#N/A"},{"$error":"#N/A"}]
["R407F",43,563,{"$error":"#N/A"},{"$error":"#N/A"},{"$error":"#N/A"},{"$error":"#N/A"},{"$error":"#N/A"},{"$error":"#N/A"},{"$error":"#N/A"},{"$error":"#N/A"},{"$error":"#N/A"},{"$error":"#N/A"},{"$error":"#N/A"},{"$error":"#N/A"},{"$error":"#N/A"},{"$error":"#N/A"},{"$error":"#N/A"},{"$error":"#N/A"},{"$error":"#N/A"},{"$error":"#N/A"},{"$error":"#N/A"},{"$error":"#N/A"},{"$error":"#N/A"},{"$error":"#N/A"},{"$error":"#N/A"},{"$error":"#N/A"},{"$error":"#N/A"},{"$error":"#N/A"},{"$error":"#N/A"},{"$error":"#N/A"},{"$error":"#N/A"},{"$error":"#N/A"},{"$error":"#N/A"},{"$error":"#N/A"},{"$error":"#N/A"},{"$error":"#N/A"},{"$error":"#N/A"},{"$error":"#N/A"},{"$error":"#N/A"},{"$error":"#N/A"},{"$error":"#N/A"},{"$error":"#N/A"},{"$error":"#N/A"},{"$error":"#N/A"},{"$error":"#N/A"},{"$error":"#N/A"},{"$error":"#N/A"},{"$error":"#N/A"},{"$error":"#N/A"},{"$error":"#N/A"},{"$error":"#N/A"},{"$error":"#N/A"},{"$error":"#N/A"},{"$error":"#N/A"},{"$error":"#N/A"},{"$error":"#N/A"},{"$error":"#N/A"},1.2887812122040501,1.2828707987278549,1.2769120811554826,1.2711097861438545,1.2653599839209988,1.2596619653490682,1.2540150340061744,1.2484185059026391,1.2429685966158799,1.2375660631316756,1.2322102903700547,1.2269006738526089,1.2216366194750619,1.2165103499953083,1.2114269227616252,1.2063858029347438,1.201476991740525,1.1965181717986271,1.1916891746927136,1.1868989993589778,1.1822348303839632,1.1775202095405441,1.1729293186250191,1.1683740864210821,1.1639390581347917,1.1595375723502659,1.1551692499738107,1.1508337176029237,1.146613056046923,1.1424232397641689,1.1382639318524062,1.134215475699851,1.1301957157207618,1.1262043478873081,1.1223200645729925,1.118462482981798,1.1146313287234191,1.1109037244749187,1.1072009691957854,1.1035991941714085,1.1000207766394279,1.0964654901243645,1.0930080310795525,1.0895723081446296,1.0862321110013291,1.0829123307109827,1.0796127806478781,1.0764059378511113,1.0732903310035347,1.0701208830462088,1.0671129137591024,1.064121807086793,1.0611474216284111,1.0582598498299933,1.0554578114376452,1.0526705722181626,1.0498980152359592,1.0472087979369833,1.0446017529735656,1.0420076563448246,1.0394941754604934,{"$error":"#N/A"},{"$error":"#N/A"},{"$error":"#N/A"},{"$error":"#N/A"},{"$error":"#N/A"},{"$error":"#N/A"},{"$error":"#N/A"},{"$error":"#N/A"},{"$error":"#N/A"},{"$error":"#N/A"},{"$error":"#N/A"},{"$error":"#N/A"},{"$error":"#N/A"},{"$error":"#N/A"},{"$error":"#N/A"}]
["R407F",48,568,{"$error":"#N/A"},{"$error":"#N/A"},{"$error":"#N/A"},{"$error":"#N/A"},{"$error":"#N/A"},{"$error":"#N/A"},{"$error":"#N/A"},{"$error":"#N/A"},{"$error":"#N/A"},{"$error":"#N/A"},{"$error":"#N/A"},{"$error":"#N/A"},{"$error":"#N/A"},{"$error":"#N/A"},{"$error":"#N/A"},{"$error":"#N/A"},{"$error":"#N/A"},{"$error":"#N/A"},{"$error":"#N/A"},{"$error":"#N/A"},{"$error":"#N/A"},{"$error":"#N/A"},{"$error":"#N/A"},{"$error":"#N/A"},{"$error":"#N/A"},{"$error":"#N/A"},{"$error":"#N/A"},{"$error":"#N/A"},{"$error":"#N/A"},{"$error":"#N/A"},{"$error":"#N/A"},{"$error":"#N/A"},{"$error":"#N/A"},{"$error":"#N/A"},{"$error":"#N/A"},{"$error":"#N/A"},{"$error":"#N/A"},{"$error":"#N/A"},{"$error":"#N/A"},{"$error":"#N/A"},{"$error":"#N/A"},{"$error":"#N/A"},{"$error":"#N/A"},{"$error":"#N/A"},{"$error":"#N/A"},{"$error":"#N/A"},{"$error":"#N/A"},{"$error":"#N/A"},{"$error":"#N/A"},{"$error":"#N/A"},{"$error":"#N/A"},{"$error":"#N/A"},{"$error":"#N/A"},{"$error":"#N/A"},{"$error":"#N/A"},1.4058245442271133,1.3988921107102914,1.3919078856589706,1.3851116933099419,1.3783815452817541,1.3717164835171578,1.3651155684001905,1.3585778783145908,1.3522155801722913,1.3459125942816927,1.3396680950870139,1.3334812722827196,1.3273513304629991,1.3213854627523294,1.3154729830540401,1.3096131779136844,1.3039104836465008,1.2981530112154991,1.2925494730375908,1.2869941028096352,1.2815878503368678,1.2761261074658874,1.2708105868987944,1.2655391647256993,1.260409533689318,1.2553213188184347,1.2502740205443639,1.2452671473007517,1.240395359596522,1.2355615425766222,1.2307652540493421,1.2260990224219181,1.2214680395603759,1.2168719075632342,1.2124011327660085,1.2079630888764576,1.2035574177670458,1.1992727069420943,1.195018395366215,1.1908818609294638,1.1867738647853399,1.1826941126170465,1.1787282335398936,1.1747888628087952,1.170960526301706,1.1671570598888596,1.1633782220087965,1.1597069431040854,1.1561414205419891,1.1525156028296693,1.1490757467097967,1.1456563630225491,1.1422572695465001,1.1389585058604113,1.1357585100583167,1.1325764451705722,1.1294121609066328,1.1263439612496695,1.12337042571212,1.1204125490368804,1.1175474398852896,{"$error":"#N/A"},{"$error":"#N/A"},{"$error":"#N/A"},{"$error":"#N/A"},{"$error":"#N/A"},{"$error":"#N/A"},{"$error":"#N/A"},{"$error":"#N/A"},{"$error":"#N/A"},{"$error":"#N/A"},{"$error":"#N/A"},{"$error":"#N/A"},{"$error":"#N/A"},{"$error":"#N/A"},{"$error":"#N/A"}]
["R407F",51,571,{"$error":"#N/A"},{"$error":"#N/A"},{"$error":"#N/A"},{"$error":"#N/A"},{"$error":"#N/A"},{"$error":"#N/A"},{"$error":"#N/A"},{"$error":"#N/A"},{"$error":"#N/A"},{"$error":"#N/A"},{"$error":"#N/A"},{"$error":"#N/A"},{"$error":"#N/A"},{"$error":"#N/A"},{"$error":"#N/A"},{"$error":"#N/A"},{"$error":"#N/A"},{"$error":"#N/A"},{"$error":"#N/A"},{"$error":"#N/A"},{"$error":"#N/A"},{"$error":"#N/A"},{"$error":"#N/A"},{"$error":"#N/A"},{"$error":"#N/A"},{"$error":"#N/A"},{"$error":"#N/A"},{"$error":"#N/A"},{"$error":"#N/A"},{"$error":"#N/A"},{"$error":"#N/A"},{"$error":"#N/A"},{"$error":"#N/A"},{"$error":"#N/A"},{"$error":"#N/A"},{"$error":"#N/A"},{"$error":"#N/A"},{"$error":"#N/A"},{"$error":"#N/A"},{"$error":"#N/A"},{"$error":"#N/A"},{"$error":"#N/A"},{"$error":"#N/A"},{"$error":"#N/A"},{"$error":"#N/A"},{"$error":"#N/A"},{"$error":"#N/A"},{"$error":"#N/A"},{"$error":"#N/A"},{"$error":"#N/A"},{"$error":"#N/A"},{"$error":"#N/A"},{"$error":"#N/A"},{"$error":"#N/A"},{"$error":"#N/A"},1.4882261569825854,1.4805298322730949,1.4727797663640843,1.465241969229959,1.457780937226554,1.4503955036275928,1.4430845252311681,1.435846881769824,1.4288065678411741,1.4218349578560643,1.4149310510113629,1.4080938658481359,1.4013224397865218,1.3947350266080381,1.3882092565983881,1.381744268527862,1.3754551425585004,1.3691081308259121,1.3629332507570409,1.3568138198481789,1.3508609115326202,1.3448491685605777,1.3390005588999798,1.3332025989635661,1.3275626270187155,1.3219701726599196,1.3164246378923885,1.3109254347135324,1.3055764310196059,1.3002709012999241,1.2950083176981229,1.2898901123479605,1.2848122046542829,1.2797741205641948,1.2748749852589099,1.270013215916729,1.2651883866734417,1.2604974363752548,1.2558411429362819,1.2513150687304693,1.2468215014757065,1.2423600922203313,1.2380244147875012,1.2337188940284303,1.2295358507620593,1.225381077668698,1.2212542891269311,1.2172459951748511,1.2133541386953715,1.2093974513684171,1.2056446111055819,1.2019149894169587,1.1982083714893932,1.1946119920434883,1.1911240738185436,1.1876564637055349,1.1842089848558819,1.1808669086991856,1.1776286217301037,1.1744080468739868,1.1712891050325902,{"$error":"#N/A"},{"$error":"#N/A"},{"$error":"#N/A"},{"$error":"#N/A"},{"$error":"#N/A"},{"$error":"#N/A"},{"$error":"#N/A"},{"$error":"#N/A"},{"$error":"#N/A"},{"$error":"#N/A"},{"$error":"#N/A"},{"$error":"#N/A"},{"$error":"#N/A"},{"$error":"#N/A"},{"$error":"#N/A"}]
["R407F",55,575,{"$error":"#N/A"},{"$error":"#N/A"},{"$error":"#N/A"},{"$error":"#N/A"},{"$error":"#N/A"},{"$error":"#N/A"},{"$error":"#N/A"},{"$error":"#N/A"},{"$error":"#N/A"},{"$error":"#N/A"},{"$error":"#N/A"},{"$error":"#N/A"},{"$error":"#N/A"},{"$error":"#N/A"},{"$error":"#N/A"},{"$error":"#N/A"},{"$error":"#N/A"},{"$error":"#N/A"},{"$error":"#N/A"},{"$error":"#N/A"},{"$error":"#N/A"},{"$error":"#N/A"},{"$error":"#N/A"},{"$error":"#N/A"},{"$error":"#N/A"},{"$error":"#N/A"},{"$error":"#N/A"},{"$error":"#N/A"},{"$error":"#N/A"},{"$error":"#N/A"},{"$error":"#N/A"},{"$error":"#N/A"},{"$error":"#N/A"},{"$error":"#N/A"},{"$error":"#N/A"},{"$error":"#N/A"},{"$error":"#N/A"},{"$error":"#N/A"},{"$error":"#N/A"},{"$error":"#N/A"},{"$error":"#N/A"},{"$error":"#N/A"},{"$error":"#N/A"},{"$error":"#N/A"},{"$error":"#N/A"},{"$error":"#N/A"},{"$error":"#N/A"},{"$error":"#N/A"},{"$error":"#N/A"},{"$error":"#N/A"},{"$error":"#N/A"},{"$error":"#N/A"},{"$error":"#N/A"},{"$error":"#N/A"},{"$error":"#N/A"},1.6166473843902964,1.6076887123204688,1.5986742164470558,1.5899130944071096,1.5812474751317975,1.5726758055091146,1.5641965659220904,1.5558082693506765,1.5476542905875845,1.539585336088664,1.5316000828867593,1.5236972353200351,1.5158755243311339,1.5082712600262986,1.5007429072446088,1.493289334922191,1.4860429632394268,1.4787343373806974,1.4716282010259272,1.4645900358629298,1.4577473637983378,1.4508410330696915,1.4441259361565231,1.4374727133978045,1.4310043349713002,1.4245939089359354,1.4182406599423965,1.4119438264112316,1.4058221622824403,1.3997533515260148,1.3937367125940447,1.3878880482524834,1.3820882653513029,1.3763367536353175,1.3707465264363676,1.3652015268660402,1.359701208265774,1.3543559455305767,1.3490525448628112,1.3438997232773948,1.3387861151982141,1.3337112746937934,1.3287815263100318,1.3238880870169194,1.3191357765577811,1.3144174624376714,1.3097327811601731,1.3051843800259153,1.3007697707015138,1.2962833028869127,1.2920295409741656,1.287803605243232,1.283605223544853,1.2795331240272627,1.2755851662240312,1.2716614960726194,1.2677618901355676,1.2639827329303936,1.2603220863446642,1.2566825818776761,1.2531589947657125,{"$error":"#N/A"},{"$error":"#N/A"},{"$error":"#N/A"},{"$error":"#N/A"},{"$error":"#N/A"},{"$error":"#N/A"},{"$error":"#N/A"},{"$error":"#N/A"},{"$error":"#N/A"},{"$error":"#N/A"},{"$error":"#N/A"},{"$error":"#N/A"},{"$error":"#N/A"},{"$error":"#N/A"},{"$error":"#N/A"}]
["R407F",60,580,{"$error":"#N/A"},{"$error":"#N/A"},{"$error":"#N/A"},{"$error":"#N/A"},{"$error":"#N/A"},{"$error":"#N/A"},{"$error":"#N/A"},{"$error":"#N/A"},{"$error":"#N/A"},{"$error":"#N/A"},{"$error":"#N/A"},{"$error":"#N/A"},{"$error":"#N/A"},{"$error":"#N/A"},{"$error":"#N/A"},{"$error":"#N/A"},{"$error":"#N/A"},{"$error":"#N/A"},{"$error":"#N/A"},{"$error":"#N/A"},{"$error":"#N/A"},{"$error":"#N/A"},{"$error":"#N/A"},{"$error":"#N/A"},{"$error":"#N/A"},{"$error":"#N/A"},{"$error":"#N/A"},{"$error":"#N/A"},{"$error":"#N/A"},{"$error":"#N/A"},{"$error":"#N/A"},{"$error":"#N/A"},{"$error":"#N/A"},{"$error":"#N/A"},{"$error":"#N/A"},{"$error":"#N/A"},{"$error":"#N/A"},{"$error":"#N/A"},{"$error":"#N/A"},{"$error":"#N/A"},{"$error":"#N/A"},{"$error":"#N/A"},{"$error":"#N/A"},{"$error":"#N/A"},{"$error":"#N/A"},{"$error":"#N/A"},{"$error":"#N/A"},{"$error":"#N/A"},{"$error":"#N/A"},{"$error":"#N/A"},{"$error":"#N/A"},{"$error":"#N/A"},{"$error":"#N/A"},{"$error":"#N/A"},{"$error":"#N/A"},1.8184325224813807,1.8073159787467779,1.7961430596711745,1.7852965553379554,1.7745802638832089,1.7639918544786928,1.7535290515957287,1.7431896333748789,1.7331496642841668,1.723224684102153,1.7134127286054859,1.703711878054287,1.6941202559399771,1.6848044576919567,1.6755905524346186,1.6664768775548811,1.6576248461376111,1.648705037260048,1.6400403100569301,1.6314661812213143,1.6231375636519898,1.6147388066150781,1.6065796725936656,1.598502578811891,1.5906564268298053,1.5828869233359901,1.5751929506295528,1.5675734126358101,1.5601716679784241,1.5528394937186649,1.5455759135866232,1.5385204223349724,1.531529054424698,1.5246009396394602,1.5178719317091471,1.5112020613249897,1.5045905523066927,1.4981698244874604,1.4918036637601764,1.485622338520229,1.4794920268511811,1.4734120998369289,1.4675097261895811,1.4616544527569568,1.4559715038737651,1.4503325747340527,1.4447371558500479,1.4393076687593918,1.4340408634018347,1.4286913256324678,1.4236220483091118,1.4185886173781426,1.4135906539581371,1.408745543039204,1.4040505070684013,1.3993866621686559,1.394753698546181,1.3902659999863833,1.3859210614223993,1.381603196346229,1.3774247331890594,{"$error":"#N/A"},{"$error":"#N/A"},{"$error":"#N/A"},{"$error":"#N/A"},{"$error":"#N/A"},{"$error":"#N/A"},{"$error":"#N/A"},{"$error":"#N/A"},{"$error":"#N/A"},{"$error":"#N/A"},{"$error":"#N/A"},{"$error":"#N/A"},{"$error":"#N/A"},{"$error":"#N/A"},{"$error":"#N/A"}]
["R407F",65,585,{"$error":"#N/A"},{"$error":"#N/A"},{"$error":"#N/A"},{"$error":"#N/A"},{"$error":"#N/A"},{"$error":"#N/A"},{"$error":"#N/A"},{"$error":"#N/A"},{"$error":"#N/A"},{"$error":"#N/A"},{"$error":"#N/A"},{"$error":"#N/A"},{"$error":"#N/A"},{"$error":"#N/A"},{"$error":"#N/A"},{"$error":"#N/A"},{"$error":"#N/A"},{"$error":"#N/A"},{"$error":"#N/A"},{"$error":"#N/A"},{"$error":"#N/A"},{"$error":"#N/A"},{"$error":"#N/A"},{"$error":"#N/A"},{"$error":"#N/A"},{"$error":"#N/A"},{"$error":"#N/A"},{"$error":"#N/A"},{"$error":"#N/A"},{"$error":"#N/A"},{"$error":"#N/A"},{"$error":"#N/A"},{"$error":"#N/A"},{"$error":"#N/A"},{"$error":"#N/A"},{"$error":"#N/A"},{"$error":"#N/A"},{"$error":"#N/A"},{"$error":"#N/A"},{"$error":"#N/A"},{"$error":"#N/A"},{"$error":"#N/A"},{"$error":"#N/A"},{"$error":"#N/A"},{"$error":"#N/A"},{"$error":"#N/A"},{"$error":"#N/A"},{"$error":"#N/A"},{"$error":"#N/A"},{"$error":"#N/A"},{"$error":"#N/A"},{"$error":"#N/A"},{"$error":"#N/A"},{"$error":"#N/A"},{"$error":"#N/A"},{"$error":"#N/A"},{"$error":"#N/A"},{"$error":"#N/A"},{"$error":"#N/A"},{"$error":"#N/A"},{"$error":"#N/A"},{"$error":"#N/A"},{"$error":"#N/A"},{"$error":"#N/A"},{"$error":"#N/A"},{"$error":"#N/A"},{"$error":"#N/A"},{"$error":"#N/A"},{"$error":"#N/A"},{"$error":"#N/A"},{"$error":"#N/A"},{"$error":"#N/A"},{"$error":"#N/A"},{"$error":"#N/A"},{"$error":"#N/A"},{"$error":"#N/A"},{"$error":"#N/A"},{"$error":"#N/A"},{"$error":"#N/A"},{"$error":"#N/A"},{"$error":"#N/A"},{"$error":"#N/A"},{"$error":"#N/A"},{"$error":"#N/A"},{"$error":"#N/A"},{"$error":"#N/A"},{"$error":"#N/A"},{"$error":"#N/A"},{"$error":"#N/A"},{"$error":"#N/A"},{"$error":"#N/A"},{"$error":"#N/A"},{"$error":"#N/A"},{"$error":"#N/A"},{"$error":"#N/A"},{"$error":"#N/A"},{"$error":"#N/A"},{"$error":"#N/A"},{"$error":"#N/A"},{"$error":"#N/A"},{"$error":"#N/A"},{"$error":"#N/A"},{"$error":"#N/A"},{"$error":"#N/A"},{"$error":"#N/A"},{"$error":"#N/A"},{"$error":"#N/A"},{"$error":"#N/A"},{"$error":"#N/A"},{"$error":"#N/A"},{"$error":"#N/A"},{"$error":"#N/A"},{"$error":"#N/A"},{"$error":"#N/A"},{"$error":"#N/A"},{"$error":"#N/A"},{"$error":"#N/A"},{"$error":"#N/A"},{"$error":"#N/A"},{"$error":"#N/A"},{"$error":"#N/A"},{"$error":"#N/A"},{"$error":"#N/A"},{"$error":"#N/A"},{"$error":"#N/A"},{"$error":"#N/A"},{"$error":"#N/A"},{"$error":"#N/A"},{"$error":"#N/A"},{"$error":"#N/A"},{"$error":"#N/A"}]
["R410A",-49,591,{"$error":"#N/A"},{"$error":"#N/A"},{"$error":"#N/A"},{"$error":"#N/A"},{"$error":"#N/A"},{"$error":"#N/A"},{"$error":"#N/A"},{"$error":"#N/A"},{"$error":"#N/A"},{"$error":"#N/A"},{"$error":"#N/A"},{"$error":"#N/A"},{"$error":"#N/A"},{"$error":"#N/A"},{"$error":"#N/A"},{"$error":"#N/A"},{"$error":"#N/A"},{"$error":"#N/A"},{"$error":"#N/A"},{"$error":"#N/A"},{"$error":"#N/A"},{"$error":"#N/A"},{"$error":"#N/A"},{"$error":"#N/A"},{"$error":"#N/A"},{"$error":"#N/A"},{"$error":"#N/A"},{"$error":"#N/A"},{"$error":"#N/A"},{"$error":"#N/A"},0.53,0.53,0.53,0.53,0.53,0.53,0.53,0.52,0.52,0.52,0.52,0.52,0.52,0.52,0.52,0.52,0.51,0.51,0.51,0.51,0.51,0.51,0.51,0.51,0.51,0.51,0.5,0.5,0.5,0.5,0.5,0.5,0.5,0.5,0.5,0.5,0.5,0.49,0.49,0.49,0.49,0.49,0.49,0.49,0.49,0.49,0.49,0.49,0.49,0.49,0.48,0.48,0.48,0.48,0.48,0.48,0.48,0.48,0.48,0.48,0.48,0.48,0.48,0.48,0.48,0.48,0.47,0.47,0.47,0.47,0.47,0.47,0.47,0.47,0.47,0.47,0.47,0.47,0.47,0.47,0.47,0.47,0.47,0.47,0.47,0.47,0.47,0.47,0.47,0.47,0.47,{"$error":"#N/A"},{"$error":"#N/A"},{"$error":"#N/A"},{"$error":"#N/A"},{"$error":"#N/A"},{"$error":"#N/A"},{"$error":"#N/A"},{"$error":"#N/A"},{"$error":"#N/A"},{"$error":"#N/A"}]
["R410A",-44,596,{"$error":"#N/A"},{"$error":"#N/A"},{"$error":"#N/A"},{"$error":"#N/A"},{"$error":"#N/A"},{"$error":"#N/A"},{"$error":"#N/A"},{"$error":"#N/A"},{"$error":"#N/A"},{"$error":"#N/A"},{"$error":"#N/A"},{"$error":"#N/A"},{"$error":"#N/A"},{"$error":"#N/A"},{"$error":"#N/A"},{"$error":"#N/A"},{"$error":"#N/A"},{"$error":"#N/A"},{"$error":"#N/A"},{"$error":"#N/A"},{"$error":"#N/A"},{"$error":"#N/A"},{"$error":"#N/A"},{"$error":"#N/A"},{"$error":"#N/A"},{"$error":"#N/A"},{"$error":"#N/A"},{"$error":"#N/A"},{"$error":"#N/A"},{"$error":"#N/A"},0.55000000000000004,0.55000000000000004,0.55000000000000004,0.55000000000000004,0.55000000000000004,0.54,0.54,0.54,0.54,0.54,0.54,0.54,0.54,0.53,0.53,0.53,0.53,0.53,0.53,0.53,0.53,0.53,0.52,0.52,0.52,0.52,0.52,0.52,0.52,0.52,0.52,0.52,0.51,0.51,0.51,0.51,0.51,0.51,0.51,0.51,0.51,0.51,0.51,0.51,0.5,0.5,0.5,0.5,0.5,0.5,0.5,0.5,0.5,0.5,0.5,0.5,0.5,0.49,0.49,0.49,0.49,0.49,0.49,0.49,0.49,0.49,0.49,0.49,0.49,0.49,0.49,0.49,0.49,0.49,0.49,0.48,0.48,0.48,0.48,0.48,0.48,0.48,0.48,0.48,0.48,0.48,0.48,0.48,0.48,0.48,0.48,{"$error":"#N/A"},{"$error":"#N/A"},{"$error":"#N/A"},{"$error":"#N/A"},{"$error":"#N/A"},{"$error":"#N/A"},{"$error":"#N/A"},{"$error":"#N/A"},{"$error":"#N/A"},{"$error":"#N/A"}]
["R410A",-37,603,{"$error":"#N/A"},{"$error":"#N/A"},{"$error":"#N/A"},{"$error":"#N/A"},{"$error":"#N/A"},{"$error":"#N/A"},{"$error":"#N/A"},{"$error":"#N/A"},{"$error":"#N/A"},{"$error":"#N/A"},{"$error":"#N/A"},{"$error":"#N/A"},{"$error":"#N/A"},{"$error":"#N/A"},{"$error":"#N/A"},{"$error":"#N/A"},{"$error":"#N/A"},{"$error":"#N/A"},{"$error":"#N/A"},{"$error":"#N/A"},{"$error":"#N/A"},{"$error":"#N/A"},{"$error":"#N/A"},{"$error":"#N/A"},{"$error":"#N/A"},{"$error":"#N/A"},{"$error":"#N/A"},{"$error":"#N/A"},{"$error":"#N/A"},{"$error":"#N/A"},0.57999999999999996,0.57999999999999996,0.56999999999999995,0.56999999999999995,0.56999999999999995,0.56999999999999995,0.56999999999999995,0.56999999999999995,0.56999999999999995,0.56999999999999995,0.56000000000000005,0.56000000000000005,0.56000000000000005,0.56000000000000005,0.56000000000000005,0.56000000000000005,0.56000000000000005,0.56000000000000005,0.55000000000000004,0.55000000000000004,0.55000000000000004,0.55000000000000004,0.55000000000000004,0.55000000000000004,0.55000000000000004,0.55000000000000004,0.54,0.54,0.54,0.54,0.54,0.54,0.54,0.54,0.54,0.54,0.53,0.53,0.53,0.53,0.53,0.53,0.53,0.53,0.53,0.53,0.53,0.52,0.52,0.52,0.52,0.52,0.52,0.52,0.52,0.52,0.52,0.52,0.52,0.52,0.51,0.51,0.51,0.51,0.51,0.51,0.51,0.51,0.51,0.51,0.51,0.51,0.51,0.51,0.51,0.51,0.51,0.51,0.5,0.5,0.5,0.5,0.5,0.5,0.5,0.5,0.5,0.5,0.5,0.5,0.5,{"$error":"#N/A"},{"$error":"#N/A"},{"$error":"#N/A"},{"$error":"#N/A"},{"$error":"#N/A"},{"$error":"#N/A"},{"$error":"#N/A"},{"$error":"#N/A"},{"$error":"#N/A"},{"$error":"#N/A"}]
["R410A",-33,607,{"$error":"#N/A"},{"$error":"#N/A"},{"$error":"#N/A"},{"$error":"#N/A"},{"$error":"#N/A"},{"$error":"#N/A"},{"$error":"#N/A"},{"$error":"#N/A"},{"$error":"#N/A"},{"$error":"#N/A"},{"$error":"#N/A"},{"$error":"#N/A"},{"$error":"#N/A"},{"$error":"#N/A"},{"$error":"#N/A"},{"$error":"#N/A"},{"$error":"#N/A"},{"$error":"#N/A"},{"$error":"#N/A"},{"$error":"#N/A"},{"$error":"#N/A"},{"$error":"#N/A"},{"$error":"#N/A"},{"$error":"#N/A"},{"$error":"#N/A"},{"$error":"#N/A"},{"$error":"#N/A"},{"$error":"#N/A"},{"$error":"#N/A"},{"$error":"#N/A"},0.59,0.59,0.59,0.59,0.59,0.59,0.59,0.57999999999999996,0.57999999999999996,0.57999999999999996,0.57999999999999996,0.57999999999999996,0.57999999999999996,0.57999999999999996,0.56999999999999995,0.56999999999999995,0.56999999999999995,0.56999999999999995,0.56999999999999995,0.56999999999999995,0.56999999999999995,0.56999999999999995,0.56000000000000005,0.56000000000000005,0.56000000000000005,0.56000000000000005,0.56000000000000005,0.56000000000000005,0.56000000000000005,0.56000000000000005,0.56000000000000005,0.55000000000000004,0.55000000000000004,0.55000000000000004,0.55000000000000004,0.55000000000000004,0.55000000000000004,0.55000000000000004,0.55000000000000004,0.55000000000000004,0.55000000000000004,0.54,0.54,0.54,0.54,0.54,0.54,0.54,0.54,0.54,0.54,0.54,0.53,0.53,0.53,0.53,0.53,0.53,0.53,0.53,0.53,0.53,0.53,0.53,0.53,0.52,0.52,0.52,0.52,0.52,0.52,0.52,0.52,0.52,0.52,0.52,0.52,0.52,0.52,0.52,0.52,0.52,0.52,0.52,0.52,0.51,0.51,0.51,0.51,0.51,0.51,{"$error":"#N/A"},{"$error":"#N/A"},{"$error":"#N/A"},{"$error":"#N/A"},{"$error":"#N/A"},{"$error":"#N/A"},{"$error":"#N/A"},{"$error":"#N/A"},{"$error":"#N/A"},{"$error":"#N/A"}]
["R410A",-32,608,{"$error":"#N/A"},{"$error":"#N/A"},{"$error":"#N/A"},{"$error":"#N/A"},{"$error":"#N/A"},{"$error":"#N/A"},{"$error":"#N/A"},{"$error":"#N/A"},{"$error":"#N/A"},{"$error":"#N/A"},{"$error":"#N/A"},{"$error":"#N/A"},{"$error":"#N/A"},{"$error":"#N/A"},{"$error":"#N/A"},{"$error":"#N/A"},{"$error":"#N/A"},{"$error":"#N/A"},{"$error":"#N/A"},{"$error":"#N/A"},{"$error":"#N/A"},{"$error":"#N/A"},{"$error":"#N/A"},{"$error":"#N/A"},{"$error":"#N/A"},{"$error":"#N/A"},{"$error":"#N/A"},{"$error":"#N/A"},{"$error":"#N/A"},{"$error":"#N/A"},0.6,0.6,0.6,0.59,0.59,0.59,0.59,0.59,0.59,0.59,0.57999999999999996,0.57999999999999996,0.57999999999999996,0.57999999999999996,0.57999999999999996,0.57999999999999996,0.57999999999999996,0.56999999999999995,0.56999999999999995,0.56999999999999995,0.56999999999999995,0.56999999999999995,0.56999999999999995,0.56999999999999995,0.56999999999999995,0.56000000000000005,0.56000000000000005,0.56000000000000005,0.56000000000000005,0.56000000000000005,0.56000000000000005,0.56000000000000005,0.56000000000000005,0.56000000000000005,0.55000000000000004,0.55000000000000004,0.55000000000000004,0.55000000000000004,0.55000000000000004,0.55000000000000004,0.55000000000000004,0.55000000000000004,0.55000000000000004,0.55000000000000004,0.55000000000000004,0.54,0.54,0.54,0.54,0.54,0.54,0.54,0.54,0.54,0.54,0.54,0.53,0.53,0.53,0.53,0.53,0.53,0.53,0.53,0.53,0.53,0.53,0.53,0.53,0.53,0.53,0.52,0.52,0.52,0.52,0.52,0.52,0.52,0.52,0.52,0.52,0.52,0.52,0.52,0.52,0.52,0.52,0.52,0.52,0.52,0.52,{"$error":"#N/A"},{"$error":"#N/A"},{"$error":"#N/A"},{"$error":"#N/A"},{"$error":"#N/A"},{"$error":"#N/A"},{"$error":"#N/A"},{"$error":"#N/A"},{"$error":"#N/A"},{"$error":"#N/A"}]
["R410A",-28,612,{"$error":"#N/A"},{"$error":"#N/A"},{"$error":"#N/A"},{"$error":"#N/A"},{"$error":"#N/A"},{"$error":"#N/A"},{"$error":"#N/A"},{"$error":"#N/A"},{"$error":"#N/A"},{"$error":"#N/A"},{"$error":"#N/A"},{"$error":"#N/A"},{"$error":"#N/A"},{"$error":"#N/A"},{"$error":"#N/A"},{"$error":"#N/A"},{"$error":"#N/A"},{"$error":"#N/A"},{"$error":"#N/A"},{"$error":"#N/A"},{"$error":"#N/A"},{"$error":"#N/A"},{"$error":"#N/A"},{"$error":"#N/A"},{"$error":"#N/A"},{"$error":"#N/A"},{"$error":"#N/A"},{"$error":"#N/A"},{"$error":"#N/A"},{"$error":"#N/A"},0.62,0.61,0.61,0.61,0.61,0.61,0.61,0.61,0.6,0.6,0.6,0.6,0.6,0.6,0.6,0.59,0.59,0.59,0.59,0.59,0.59,0.59,0.57999999999999996,0.57999999999999996,0.57999999999999996,0.57999999999999996,0.57999999999999996,0.57999999999999996,0.57999999999999996,0.57999999999999996,0.57999999999999996,0.56999999999999995,0.56999999999999995,0.56999999999999995,0.56999999999999995,0.56999999999999995,0.56999999999999995,0.56999999999999995,0.56999999999999995,0.56999999999999995,0.56000000000000005,0.56000000000000005,0.56000000000000005,0.56000000000000005,0.56000000000000005,0.56000000000000005,0.56000000000000005,0.56000000000000005,0.56000000000000005,0.56000000000000005,0.55000000000000004,0.55000000000000004,0.55000000000000004,0.55000000000000004,0.55000000000000004,0.55000000000000004,0.55000000000000004,0.55000000000000004,0.55000000000000004,0.55000000000000004,0.55000000000000004,0.55000000000000004,0.54,0.54,0.54,0.54,0.54,0.54,0.54,0.54,0.54,0.54,0.54,0.54,0.54,0.54,0.54,0.54,0.53,0.53,0.53,0.53,0.53,0.53,0.53,0.53,0.53,0.53,0.53,0.53,0.53,{"$error":"#N/A"},{"$error":"#N/A"},{"$error":"#N/A"},{"$error":"#N/A"},{"$error":"#N/A"},{"$error":"#N/A"},{"$error":"#N/A"},{"$error":"#N/A"},{"$error":"#N/A"},{"$error":"#N/A"}]
["R410A",-21,619,{"$error":"#N/A"},{"$error":"#N/A"},{"$error":"#N/A"},{"$error":"#N/A"},{"$error":"#N/A"},{"$error":"#N/A"},{"$error":"#N/A"},{"$error":"#N/A"},{"$error":"#N/A"},{"$error":"#N/A"},{"$error":"#N/A"},{"$error":"#N/A"},{"$error":"#N/A"},{"$error":"#N/A"},{"$error":"#N/A"},{"$error":"#N/A"},{"$error":"#N/A"},{"$error":"#N/A"},{"$error":"#N/A"},{"$error":"#N/A"},{"$error":"#N/A"},{"$error":"#N/A"},{"$error":"#N/A"},{"$error":"#N/A"},{"$error":"#N/A"},{"$error":"#N/A"},{"$error":"#N/A"},{"$error":"#N/A"},{"$error":"#N/A"},{"$error":"#N/A"},0.65,0.65,0.65,0.64,0.64,0.64,0.64,0.64,0.64,0.64,0.63,0.63,0.63,0.63,0.63,0.63,0.62,0.62,0.62,0.62,0.62,0.62,0.62,0.61,0.61,0.61,0.61,0.61,0.61,0.61,0.61,0.6,0.6,0.6,0.6,0.6,0.6,0.6,0.6,0.59,0.59,0.59,0.59,0.59,0.59,0.59,0.59,0.59,0.57999999999999996,0.57999999999999996,0.57999999999999996,0.57999999999999996,0.57999999999999996,0.57999999999999996,0.57999999999999996,0.57999999999999996,0.57999999999999996,0.57999999999999996,0.57999999999999996,0.56999999999999995,0.56999999999999995,0.56999999999999995,0.56999999999999995,0.56999999999999995,0.56999999999999995,0.56999999999999995,0.56999999999999995,0.56999999999999995,0.56999999999999995,0.56999999999999995,0.56999999999999995,0.56999999999999995,0.56000000000000005,0.56000000000000005,0.56000000000000005,0.56000000000000005,0.56000000000000005,0.56000000000000005,0.56000000000000005,0.56000000000000005,0.56000000000000005,0.56000000000000005,0.56000000000000005,0.56000000000000005,0.56000000000000005,0.56000000000000005,0.56000000000000005,0.56000000000000005,0.56000000000000005,0.56000000000000005,0.56000000000000005,{"$error":"#N/A"},{"$error":"#N/A"},{"$error":"#N/A"},{"$error":"#N/A"},{"$error":"#N/A"},{"$error":"#N/A"},{"$error":"#N/A"},{"$error":"#N/A"},{"$error":"#N/A"},{"$error":"#N/A"}]
["R410A",-16,624,{"$error":"#N/A"},{"$error":"#N/A"},{"$error":"#N/A"},{"$error":"#N/A"},{"$error":"#N/A"},{"$error":"#N/A"},{"$error":"#N/A"},{"$error":"#N/A"},{"$error":"#N/A"},{"$error":"#N/A"},{"$error":"#N/A"},{"$error":"#N/A"},{"$error":"#N/A"},{"$error":"#N/A"},{"$error":"#N/A"},{"$error":"#N/A"},{"$error":"#N/A"},{"$error":"#N/A"},{"$error":"#N/A"},{"$error":"#N/A"},{"$error":"#N/A"},{"$error":"#N/A"},{"$error":"#N/A"},{"$error":"#N/A"},{"$error":"#N/A"},{"$error":"#N/A"},{"$error":"#N/A"},{"$error":"#N/A"},{"$error":"#N/A"},{"$error":"#N/A"},0.68,0.68,0.67,0.67,0.67,0.67,0.67,0.66,0.66,0.66,0.66,0.66,0.66,0.65,0.65,0.65,0.65,0.65,0.65,0.64,0.64,0.64,0.64,0.64,0.64,0.64,0.63,0.63,0.63,0.63,0.63,0.63,0.63,0.62,0.62,0.62,0.62,0.62,0.62,0.62,0.62,0.61,0.61,0.61,0.61,0.61,0.61,0.61,0.61,0.61,0.6,0.6,0.6,0.6,0.6,0.6,0.6,0.6,0.6,0.6,0.59,0.59,0.59,0.59,0.59,0.59,0.59,0.59,0.59,0.59,0.59,0.59,0.59,0.57999999999999996,0.57999999999999996,0.57999999999999996,0.57999999999999996,0.57999999999999996,0.57999999999999996,0.57999999999999996,0.57999999999999996,0.57999999999999996,0.57999999999999996,0.57999999999999996,0.57999999999999996,0.57999999999999996,0.57999999999999996,0.57999999999999996,0.57999999999999996,0.57999999999999996,0.57999999999999996,{"$error":"#N/A"},{"$error":"#N/A"},{"$error":"#N/A"},{"$error":"#N/A"},{"$error":"#N/A"},{"$error":"#N/A"},{"$error":"#N/A"},{"$error":"#N/A"},{"$error":"#N/A"},{"$error":"#N/A"}]
["R410A",-14,626,{"$error":"#N/A"},{"$error":"#N/A"},{"$error":"#N/A"},{"$error":"#N/A"},{"$error":"#N/A"},{"$error":"#N/A"},{"$error":"#N/A"},{"$error":"#N/A"},{"$error":"#N/A"},{"$error":"#N/A"},{"$error":"#N/A"},{"$error":"#N/A"},{"$error":"#N/A"},{"$error":"#N/A"},{"$error":"#N/A"},{"$error":"#N/A"},{"$error":"#N/A"},{"$error":"#N/A"},{"$error":"#N/A"},{"$error":"#N/A"},{"$error":"#N/A"},{"$error":"#N/A"},{"$error":"#N/A"},{"$error":"#N/A"},{"$error":"#N/A"},{"$error":"#N/A"},{"$error":"#N/A"},{"$error":"#N/A"},{"$error":"#N/A"},{"$error":"#N/A"},0.69,0.69,0.68,0.68,0.68,0.68,0.68,0.68,0.67,0.67,0.67,0.67,0.67,0.66,0.66,0.66,0.66,0.66,0.66,0.66,0.65,0.65,0.65,0.65,0.65,0.65,0.64,0.64,0.64,0.64,0.64,0.64,0.64,0.63,0.63,0.63,0.63,0.63,0.63,0.63,0.63,0.62,0.62,0.62,0.62,0.62,0.62,0.62,0.62,0.61,0.61,0.61,0.61,0.61,0.61,0.61,0.61,0.61,0.61,0.6,0.6,0.6,0.6,0.6,0.6,0.6,0.6,0.6,0.6,0.6,0.6,0.59,0.59,0.59,0.59,0.59,0.59,0.59,0.59,0.59,0.59,0.59,0.59,0.59,0.59,0.59,0.59,0.59,0.59,0.59,0.57999999999999996,{"$error":"#N/A"},{"$error":"#N/A"},{"$error":"#N/A"},{"$error":"#N/A"},{"$error":"#N/A"},{"$error":"#N/A"},{"$error":"#N/A"},{"$error":"#N/A"},{"$error":"#N/A"},{"$error":"#N/A"}]
["R410A",-9,631,{"$error":"#N/A"},{"$error":"#N/A"},{"$error":"#N/A"},{"$error":"#N/A"},{"$error":"#N/A"},{"$error":"#N/A"},{"$error":"#N/A"},{"$error":"#N/A"},{"$error":"#N/A"},{"$error":"#N/A"},{"$error":"#N/A"},{"$error":"#N/A"},{"$error":"#N/A"},{"$error":"#N/A"},{"$error":"#N/A"},{"$error":"#N/A"},{"$error":"#N/A"},{"$error":"#N/A"},{"$error":"#N/A"},{"$error":"#N/A"},{"$error":"#N/A"},{"$error":"#N/A"},{"$error":"#N/A"},{"$error":"#N/A"},{"$error":"#N/A"},{"$error":"#N/A"},{"$error":"#N/A"},{"$error":"#N/A"},{"$error":"#N/A"},{"$error":"#N/A"},0.72,0.72,0.71,0.71,0.71,0.71,0.71,0.7,0.7,0.7,0.7,0.7,0.7,0.69,0.69,0.69,0.69,0.69,0.68,0.68,0.68,0.68,0.68,0.68,0.67,0.67,0.67,0.67,0.67,0.67,0.67,0.66,0.66,0.66,0.66,0.66,0.66,0.65,0.65,0.65,0.65,0.65,0.65,0.65,0.65,0.64,0.64,0.64,0.64,0.64,0.64,0.64,0.64,0.64,0.63,0.63,0.63,0.63,0.63,0.63,0.63,0.63,0.63,0.62,0.62,0.62,0.62,0.62,0.62,0.62,0.62,0.62,0.62,0.62,0.62,0.62,0.61,0.61,0.61,0.61,0.61,0.61,0.61,0.61,0.61,0.61,0.61,0.61,0.61,0.61,0.61,{"$error":"#N/A"},{"$error":"#N/A"},{"$error":"#N/A"},{"$error":"#N/A"},{"$error":"#N/A"},{"$error":"#N/A"},{"$error":"#N/A"},{"$error":"#N/A"},{"$error":"#N/A"},{"$error":"#N/A"}]
["R410A",-4,636,{"$error":"#N/A"},{"$error":"#N/A"},{"$error":"#N/A"},{"$error":"#N/A"},{"$error":"#N/A"},{"$error":"#N/A"},{"$error":"#N/A"},{"$error":"#N/A"},{"$error":"#N/A"},{"$error":"#N/A"},{"$error":"#N/A"},{"$error":"#N/A"},{"$error":"#N/A"},{"$error":"#N/A"},{"$error":"#N/A"},{"$error":"#N/A"},{"$error":"#N/A"},{"$error":"#N/A"},{"$error":"#N/A"},{"$error":"#N/A"},{"$error":"#N/A"},{"$error":"#N/A"},{"$error":"#N/A"},{"$error":"#N/A"},{"$error":"#N/A"},{"$error":"#N/A"},{"$error":"#N/A"},{"$error":"#N/A"},{"$error":"#N/A"},{"$error":"#N/A"},0.75,0.75,0.75,0.75,0.74,0.74,0.74,0.74,0.73,0.73,0.73,0.73,0.73,0.72,0.72,0.72,0.72,0.72,0.71,0.71,0.71,0.71,0.71,0.71,0.7,0.7,0.7,0.7,0.7,0.7,0.69,0.69,0.69,0.69,0.69,0.69,0.68,0.68,0.68,0.68,0.68,0.68,0.68,0.67,0.67,0.67,0.67,0.67,0.67,0.67,0.67,0.66,0.66,0.66,0.66,0.66,0.66,0.66,0.66,0.65,0.65,0.65,0.65,0.65,0.65,0.65,0.65,0.65,0.65,0.65,0.64,0.64,0.64,0.64,0.64,0.64,0.64,0.64,0.64,0.64,0.64,0.64,0.64,0.64,0.63,0.63,0.63,0.63,0.63,0.63,0.63,{"$error":"#N/A"},{"$error":"#N/A"},{"$error":"#N/A"},{"$error":"#N/A"},{"$error":"#N/A"},{"$error":"#N/A"},{"$error":"#N/A"},{"$error":"#N/A"},{"$error":"#N/A"},{"$error":"#N/A"}]
["R410A",0,640,{"$error":"#N/A"},{"$error":"#N/A"},{"$error":"#N/A"},{"$error":"#N/A"},{"$error":"#N/A"},{"$error":"#N/A"},{"$error":"#N/A"},{"$error":"#N/A"},{"$error":"#N/A"},{"$error":"#N/A"},{"$error":"#N/A"},{"$error":"#N/A"},{"$error":"#N/A"},{"$error":"#N/A"},{"$error":"#N/A"},{"$error":"#N/A"},{"$error":"#N/A"},{"$error":"#N/A"},{"$error":"#N/A"},{"$error":"#N/A"},{"$error":"#N/A"},{"$error":"#N/A"},{"$error":"#N/A"},{"$error":"#N/A"},{"$error":"#N/A"},{"$error":"#N/A"},{"$error":"#N/A"},{"$error":"#N/A"},{"$error":"#N/A"},{"$error":"#N/A"},0.78,0.78,0.78,0.77,0.77,0.77,0.77,0.76,0.76,0.76,0.76,0.76,0.75,0.75,0.75,0.75,0.75,0.74,0.74,0.74,0.74,0.74,0.73,0.73,0.73,0.73,0.73,0.72,0.72,0.72,0.72,0.72,0.72,0.71,0.71,0.71,0.71,0.71,0.71,0.7,0.7,0.7,0.7,0.7,0.7,0.7,0.69,0.69,0.69,0.69,0.69,0.69,0.69,0.68,0.68,0.68,0.68,0.68,0.68,0.68,0.68,0.68,0.67,0.67,0.67,0.67,0.67,0.67,0.67,0.67,0.67,0.67,0.66,0.66,0.66,0.66,0.66,0.66,0.66,0.66,0.66,0.66,0.66,0.66,0.66,0.66,0.65,0.65,0.65,0.65,0.65,{"$error":"#N/A"},{"$error":"#N/A"},{"$error":"#N/A"},{"$error":"#N/A"},{"$error":"#N/A"},{"$error":"#N/A"},{"$error":"#N/A"},{"$error":"#N/A"},{"$error":"#N/A"},{"$error":"#N/A"}]
["R410A",3,643,{"$error":"#N/A"},{"$error":"#N/A"},{"$error":"#N/A"},{"$error":"#N/A"},{"$error":"#N/A"},{"$error":"#N/A"},{"$error":"#N/A"},{"$error":"#N/A"},{"$error":"#N/A"},{"$error":"#N/A"},{"$error":"#N/A"},{"$error":"#N/A"},{"$error":"#N/A"},{"$error":"#N/A"},{"$error":"#N/A"},{"$error":"#N/A"},{"$error":"#N/A"},{"$error":"#N/A"},{"$error":"#N/A"},{"$error":"#N/A"},{"$error":"#N/A"},{"$error":"#N/A"},{"$error":"#N/A"},{"$error":"#N/A"},{"$error":"#N/A"},{"$error":"#N/A"},{"$error":"#N/A"},{"$error":"#N/A"},{"$error":"#N/A"},{"$error":"#N/A"},0.8,0.8,0.8,0.8,0.79,0.79,0.79,0.79,0.79,0.78,0.78,0.78,0.78,0.77,0.77,0.77,0.77,0.76,0.76,0.76,0.76,0.76,0.75,0.75,0.75,0.75,0.75,0.74,0.74,0.74,0.74,0.74,0.74,0.73,0.73,0.73,0.73,0.73,0.73,0.72,0.72,0.72,0.72,0.72,0.72,0.71,0.71,0.71,0.71,0.71,0.71,0.71,0.7,0.7,0.7,0.7,0.7,0.7,0.7,0.7,0.69,0.69,0.69,0.69,0.69,0.69,0.69,0.69,0.69,0.68,0.68,0.68,0.68,0.68,0.68,0.68,0.68,0.68,0.68,0.68,0.68,0.67,0.67,0.67,0.67,0.67,0.67,0.67,0.67,0.67,0.67,{"$error":"#N/A"},{"$error":"#N/A"},{"$error":"#N/A"},{"$error":"#N/A"},{"$error":"#N/A"},{"$error":"#N/A"},{"$error":"#N/A"},{"$error":"#N/A"},{"$error":"#N/A"},{"$error":"#N/A"}]
["R410A",8,648,{"$error":"#N/A"},{"$error":"#N/A"},{"$error":"#N/A"},{"$error":"#N/A"},{"$error":"#N/A"},{"$error":"#N/A"},{"$error":"#N/A"},{"$error":"#N/A"},{"$error":"#N/A"},{"$error":"#N/A"},{"$error":"#N/A"},{"$error":"#N/A"},{"$error":"#N/A"},{"$error":"#N/A"},{"$error":"#N/A"},{"$error":"#N/A"},{"$error":"#N/A"},{"$error":"#N/A"},{"$error":"#N/A"},{"$error":"#N/A"},{"$error":"#N/A"},{"$error":"#N/A"},{"$error":"#N/A"},{"$error":"#N/A"},{"$error":"#N/A"},{"$error":"#N/A"},{"$error":"#N/A"},{"$error":"#N/A"},{"$error":"#N/A"},{"$error":"#N/A"},0.85,0.84,0.84,0.84,0.84,0.83,0.83,0.83,0.83,0.82,0.82,0.82,0.82,0.81,0.81,0.81,0.81,0.8,0.8,0.8,0.8,0.79,0.79,0.79,0.79,0.79,0.78,0.78,0.78,0.78,0.78,0.77,0.77,0.77,0.77,0.77,0.76,0.76,0.76,0.76,0.76,0.76,0.75,0.75,0.75,0.75,0.75,0.75,0.74,0.74,0.74,0.74,0.74,0.74,0.73,0.73,0.73,0.73,0.73,0.73,0.73,0.73,0.72,0.72,0.72,0.72,0.72,0.72,0.72,0.72,0.72,0.71,0.71,0.71,0.71,0.71,0.71,0.71,0.71,0.71,0.71,0.71,0.7,0.7,0.7,0.7,0.7,0.7,0.7,0.7,0.7,{"$error":"#N/A"},{"$error":"#N/A"},{"$error":"#N/A"},{"$error":"#N/A"},{"$error":"#N/A"},{"$error":"#N/A"},{"$error":"#N/A"},{"$error":"#N/A"},{"$error":"#N/A"},{"$error":"#N/A"}]
["R410A",13,653,{"$error":"#N/A"},{"$error":"#N/A"},{"$error":"#N/A"},{"$error":"#N/A"},{"$error":"#N/A"},{"$error":"#N/A"},{"$error":"#N/A"},{"$error":"#N/A"},{"$error":"#N/A"},{"$error":"#N/A"},{"$error":"#N/A"},{"$error":"#N/A"},{"$error":"#N/A"},{"$error":"#N/A"},{"$error":"#N/A"},{"$error":"#N/A"},{"$error":"#N/A"},{"$error":"#N/A"},{"$error":"#N/A"},{"$error":"#N/A"},{"$error":"#N/A"},{"$error":"#N/A"},{"$error":"#N/A"},{"$error":"#N/A"},{"$error":"#N/A"},{"$error":"#N/A"},{"$error":"#N/A"},{"$error":"#N/A"},{"$error":"#N/A"},{"$error":"#N/A"},0.9,0.89,0.89,0.89,0.88,0.88,0.88,0.87,0.87,0.87,0.87,0.86,0.86,0.86,0.86,0.85,0.85,0.85,0.84,0.84,0.84,0.84,0.83,0.83,0.83,0.83,0.83,0.82,0.82,0.82,0.82,0.81,0.81,0.81,0.81,0.81,0.8,0.8,0.8,0.8,0.8,0.79,0.79,0.79,0.79,0.79,0.78,0.78,0.78,0.78,0.78,0.78,0.77,0.77,0.77,0.77,0.77,0.77,0.77,0.76,0.76,0.76,0.76,0.76,0.76,0.76,0.75,0.75,0.75,0.75,0.75,0.75,0.75,0.75,0.75,0.75,0.74,0.74,0.74,0.74,0.74,0.74,0.74,0.74,0.74,0.74,0.74,0.74,0.74,0.73,0.73,{"$error":"#N/A"},{"$error":"#N/A"},{"$error":"#N/A"},{"$error":"#N/A"},{"$error":"#N/A"},{"$error":"#N/A"},{"$error":"#N/A"},{"$error":"#N/A"},{"$error":"#N/A"},{"$error":"#N/A"}]
["R410A",19,659,{"$error":"#N/A"},{"$error":"#N/A"},{"$error":"#N/A"},{"$error":"#N/A"},{"$error":"#N/A"},{"$error":"#N/A"},{"$error":"#N/A"},{"$error":"#N/A"},{"$error":"#N/A"},{"$error":"#N/A"},{"$error":"#N/A"},{"$error":"#N/A"},{"$error":"#N/A"},{"$error":"#N/A"},{"$error":"#N/A"},{"$error":"#N/A"},{"$error":"#N/A"},{"$error":"#N/A"},{"$error":"#N/A"},{"$error":"#N/A"},{"$error":"#N/A"},{"$error":"#N/A"},{"$error":"#N/A"},{"$error":"#N/A"},{"$error":"#N/A"},{"$error":"#N/A"},{"$error":"#N/A"},{"$error":"#N/A"},{"$error":"#N/A"},{"$error":"#N/A"},0.96,0.96,0.95,0.95,0.95,0.94,0.94,0.94,0.93,0.93,0.93,0.92,0.92,0.92,0.92,0.91,0.91,0.91,0.9,0.9,0.9,0.9,0.89,0.89,0.89,0.88,0.88,0.88,0.88,0.87,0.87,0.87,0.87,0.86,0.86,0.86,0.86,0.86,0.85,0.85,0.85,0.85,0.84,0.84,0.84,0.84,0.84,0.83,0.83,0.83,0.83,0.83,0.83,0.82,0.82,0.82,0.82,0.82,0.81,0.81,0.81,0.81,0.81,0.81,0.81,0.8,0.8,0.8,0.8,0.8,0.8,0.8,0.8,0.79,0.79,0.79,0.79,0.79,0.79,0.79,0.79,0.79,0.79,0.78,0.78,0.78,0.78,0.78,0.78,0.78,0.78,{"$error":"#N/A"},{"$error":"#N/A"},{"$error":"#N/A"},{"$error":"#N/A"},{"$error":"#N/A"},{"$error":"#N/A"},{"$error":"#N/A"},{"$error":"#N/A"},{"$error":"#N/A"},{"$error":"#N/A"}]
["R410A",20,660,{"$error":"#N/A"},{"$error":"#N/A"},{"$error":"#N/A"},{"$error":"#N/A"},{"$error":"#N/A"},{"$error":"#N/A"},{"$error":"#N/A"},{"$error":"#N/A"},{"$error":"#N/A"},{"$error":"#N/A"},{"$error":"#N/A"},{"$error":"#N/A"},{"$error":"#N/A"},{"$error":"#N/A"},{"$error":"#N/A"},{"$error":"#N/A"},{"$error":"#N/A"},{"$error":"#N/A"},{"$error":"#N/A"},{"$error":"#N/A"},{"$error":"#N/A"},{"$error":"#N/A"},{"$error":"#N/A"},{"$error":"#N/A"},{"$error":"#N/A"},{"$error":"#N/A"},{"$error":"#N/A"},{"$error":"#N/A"},{"$error":"#N/A"},{"$error":"#N/A"},0.97,0.97,0.97,0.96,0.96,0.96,0.95,0.95,0.95,0.94,0.94,0.94,0.93,0.93,0.93,0.92,0.92,0.92,0.91,0.91,0.91,0.91,0.9,0.9,0.9,0.89,0.89,0.89,0.89,0.88,0.88,0.88,0.88,0.87,0.87,0.87,0.87,0.87,0.86,0.86,0.86,0.86,0.85,0.85,0.85,0.85,0.85,0.84,0.84,0.84,0.84,0.84,0.83,0.83,0.83,0.83,0.83,0.83,0.82,0.82,0.82,0.82,0.82,0.82,0.81,0.81,0.81,0.81,0.81,0.81,0.81,0.81,0.8,0.8,0.8,0.8,0.8,0.8,0.8,0.8,0.8,0.79,0.79,0.79,0.79,0.79,0.79,0.79,0.79,0.79,0.79,{"$error":"#N/A"},{"$error":"#N/A"},{"$error":"#N/A"},{"$error":"#N/A"},{"$error":"#N/A"},{"$error":"#N/A"},{"$error":"#N/A"},{"$error":"#N/A"},{"$error":"#N/A"},{"$error":"#N/A"}]
["R410A",25,665,{"$error":"#N/A"},{"$error":"#N/A"},{"$error":"#N/A"},{"$error":"#N/A"},{"$error":"#N/A"},{"$error":"#N/A"},{"$error":"#N/A"},{"$error":"#N/A"},{"$error":"#N/A"},{"$error":"#N/A"},{"$error":"#N/A"},{"$error":"#N/A"},{"$error":"#N/A"},{"$error":"#N/A"},{"$error":"#N/A"},{"$error":"#N/A"},{"$error":"#N/A"},{"$error":"#N/A"},{"$error":"#N/A"},{"$error":"#N/A"},{"$error":"#N/A"},{"$error":"#N/A"},{"$error":"#N/A"},{"$error":"#N/A"},{"$error":"#N/A"},{"$error":"#N/A"},{"$error":"#N/A"},{"$error":"#N/A"},{"$error":"#N/A"},{"$error":"#N/A"},1.04,1.03,1.03,1.03,1.02,1.02,1.02,1.01,1.01,1,1,1,0.99,0.99,0.99,0.98,0.98,0.98,0.97,0.97,0.97,0.96,0.96,0.96,0.95,0.95,0.95,0.94,0.94,0.94,0.94,0.93,0.93,0.93,0.93,0.92,0.92,0.92,0.92,0.91,0.91,0.91,0.91,0.9,0.9,0.9,0.9,0.89,0.89,0.89,0.89,0.89,0.88,0.88,0.88,0.88,0.88,0.87,0.87,0.87,0.87,0.87,0.86,0.86,0.86,0.86,0.86,0.86,0.86,0.85,0.85,0.85,0.85,0.85,0.85,0.85,0.84,0.84,0.84,0.84,0.84,0.84,0.84,0.84,0.84,0.84,0.83,0.83,0.83,0.83,0.83,{"$error":"#N/A"},{"$error":"#N/A"},{"$error":"#N/A"},{"$error":"#N/A"},{"$error":"#N/A"},{"$error":"#N/A"},{"$error":"#N/A"},{"$error":"#N/A"},{"$error":"#N/A"},{"$error":"#N/A"}]
["R410A",28,668,{"$error":"#N/A"},{"$error":"#N/A"},{"$error":"#N/A"},{"$error":"#N/A"},{"$error":"#N/A"},{"$error":"#N/A"},{"$error":"#N/A"},{"$error":"#N/A"},{"$error":"#N/A"},{"$error":"#N/A"},{"$error":"#N/A"},{"$error":"#N/A"},{"$error":"#N/A"},{"$error":"#N/A"},{"$error":"#N/A"},{"$error":"#N/A"},{"$error":"#N/A"},{"$error":"#N/A"},{"$error":"#N/A"},{"$error":"#N/A"},{"$error":"#N/A"},{"$error":"#N/A"},{"$error":"#N/A"},{"$error":"#N/A"},{"$error":"#N/A"},{"$error":"#N/A"},{"$error":"#N/A"},{"$error":"#N/A"},{"$error":"#N/A"},{"$error":"#N/A"},1.08,1.08,1.07,1.07,1.07,1.06,1.06,1.05,1.05,1.05,1.04,1.04,1.03,1.03,1.03,1.02,1.02,1.02,1.01,1.01,1,1,1,0.99,0.99,0.99,0.99,0.98,0.98,0.98,0.97,0.97,0.97,0.96,0.96,0.96,0.96,0.95,0.95,0.95,0.94,0.94,0.94,0.94,0.93,0.93,0.93,0.93,0.93,0.92,0.92,0.92,0.92,0.91,0.91,0.91,0.91,0.91,0.9,0.9,0.9,0.9,0.9,0.89,0.89,0.89,0.89,0.89,0.89,0.88,0.88,0.88,0.88,0.88,0.88,0.88,0.87,0.87,0.87,0.87,0.87,0.87,0.87,0.87,0.87,0.87,0.86,0.86,0.86,0.86,0.86,{"$error":"#N/A"},{"$error":"#N/A"},{"$error":"#N/A"},{"$error":"#N/A"},{"$error":"#N/A"},{"$error":"#N/A"},{"$error":"#N/A"},{"$error":"#N/A"},{"$error":"#N/A"},{"$error":"#N/A"}]
["R410A",36,676,{"$error":"#N/A"},{"$error":"#N/A"},{"$error":"#N/A"},{"$error":"#N/A"},{"$error":"#N/A"},{"$error":"#N/A"},{"$error":"#N/A"},{"$error":"#N/A"},{"$error":"#N/A"},{"$error":"#N/A"},{"$error":"#N/A"},{"$error":"#N/A"},{"$error":"#N/A"},{"$error":"#N/A"},{"$error":"#N/A"},{"$error":"#N/A"},{"$error":"#N/A"},{"$error":"#N/A"},{"$error":"#N/A"},{"$error":"#N/A"},{"$error":"#N/A"},{"$error":"#N/A"},{"$error":"#N/A"},{"$error":"#N/A"},{"$error":"#N/A"},{"$error":"#N/A"},{"$error":"#N/A"},{"$error":"#N/A"},{"$error":"#N/A"},{"$error":"#N/A"},1.22,1.22,1.21,1.21,1.2,1.2,1.19,1.19,1.18,1.18,1.17,1.17,1.1599999999999999,1.1599999999999999,1.1499999999999999,1.1499999999999999,1.1399999999999999,1.1399999999999999,1.1399999999999999,1.1299999999999999,1.1299999999999999,1.1200000000000001,1.1200000000000001,1.1200000000000001,1.1100000000000001,1.1100000000000001,1.1000000000000001,1.1000000000000001,1.1000000000000001,1.0900000000000001,1.0900000000000001,1.08,1.08,1.08,1.07,1.07,1.07,1.06,1.06,1.06,1.05,1.05,1.05,1.04,1.04,1.04,1.04,1.03,1.03,1.03,1.02,1.02,1.02,1.02,1.01,1.01,1.01,1.01,1,1,1,1,1,0.99,0.99,0.99,0.99,0.98,0.98,0.98,0.98,0.98,0.98,0.97,0.97,0.97,0.97,0.97,0.97,0.96,0.96,0.96,0.96,0.96,0.96,0.96,0.96,0.96,0.95,0.95,0.95,{"$error":"#N/A"},{"$error":"#N/A"},{"$error":"#N/A"},{"$error":"#N/A"},{"$error":"#N/A"},{"$error":"#N/A"},{"$error":"#N/A"},{"$error":"#N/A"},{"$error":"#N/A"},{"$error":"#N/A"}]
["R410A",37,677,{"$error":"#N/A"},{"$error":"#N/A"},{"$error":"#N/A"},{"$error":"#N/A"},{"$error":"#N/A"},{"$error":"#N/A"},{"$error":"#N/A"},{"$error":"#N/A"},{"$error":"#N/A"},{"$error":"#N/A"},{"$error":"#N/A"},{"$error":"#N/A"},{"$error":"#N/A"},{"$error":"#N/A"},{"$error":"#N/A"},{"$error":"#N/A"},{"$error":"#N/A"},{"$error":"#N/A"},{"$error":"#N/A"},{"$error":"#N/A"},{"$error":"#N/A"},{"$error":"#N/A"},{"$error":"#N/A"},{"$error":"#N/A"},{"$error":"#N/A"},{"$error":"#N/A"},{"$error":"#N/A"},{"$error":"#N/A"},{"$error":"#N/A"},{"$error":"#N/A"},1.25,1.24,1.23,1.23,1.22,1.22,1.21,1.21,1.2,1.2,1.19,1.19,1.18,1.18,1.17,1.17,1.1599999999999999,1.1599999999999999,1.1499999999999999,1.1499999999999999,1.1499999999999999,1.1399999999999999,1.1399999999999999,1.1299999999999999,1.1299999999999999,1.1200000000000001,1.1200000000000001,1.1200000000000001,1.1100000000000001,1.1100000000000001,1.1000000000000001,1.1000000000000001,1.1000000000000001,1.0900000000000001,1.0900000000000001,1.0900000000000001,1.08,1.08,1.08,1.07,1.07,1.07,1.06,1.06,1.06,1.05,1.05,1.05,1.04,1.04,1.04,1.04,1.03,1.03,1.03,1.03,1.02,1.02,1.02,1.02,1.01,1.01,1.01,1.01,1,1,1,1,1,0.99,0.99,0.99,0.99,0.99,0.99,0.98,0.98,0.98,0.98,0.98,0.98,0.98,0.97,0.97,0.97,0.97,0.97,0.97,0.97,0.97,0.97,{"$error":"#N/A"},{"$error":"#N/A"},{"$error":"#N/A"},{"$error":"#N/A"},{"$error":"#N/A"},{"$error":"#N/A"},{"$error":"#N/A"},{"$error":"#N/A"},{"$error":"#N/A"},{"$error":"#N/A"}]
["R410A",42,682,{"$error":"#N/A"},{"$error":"#N/A"},{"$error":"#N/A"},{"$error":"#N/A"},{"$error":"#N/A"},{"$error":"#N/A"},{"$error":"#N/A"},{"$error":"#N/A"},{"$error":"#N/A"},{"$error":"#N/A"},{"$error":"#N/A"},{"$error":"#N/A"},{"$error":"#N/A"},{"$error":"#N/A"},{"$error":"#N/A"},{"$error":"#N/A"},{"$error":"#N/A"},{"$error":"#N/A"},{"$error":"#N/A"},{"$error":"#N/A"},{"$error":"#N/A"},{"$error":"#N/A"},{"$error":"#N/A"},{"$error":"#N/A"},{"$error":"#N/A"},{"$error":"#N/A"},{"$error":"#N/A"},{"$error":"#N/A"},{"$error":"#N/A"},{"$error":"#N/A"},1.36,1.36,1.35,1.34,1.34,1.33,1.32,1.32,1.31,1.31,1.3,1.29,1.29,1.28,1.28,1.27,1.27,1.26,1.26,1.25,1.25,1.24,1.24,1.23,1.23,1.22,1.22,1.21,1.21,1.2,1.2,1.19,1.19,1.18,1.18,1.18,1.17,1.17,1.1599999999999999,1.1599999999999999,1.1599999999999999,1.1499999999999999,1.1499999999999999,1.1499999999999999,1.1399999999999999,1.1399999999999999,1.1399999999999999,1.1299999999999999,1.1299999999999999,1.1299999999999999,1.1200000000000001,1.1200000000000001,1.1200000000000001,1.1100000000000001,1.1100000000000001,1.1100000000000001,1.1000000000000001,1.1000000000000001,1.1000000000000001,1.1000000000000001,1.0900000000000001,1.0900000000000001,1.0900000000000001,1.0900000000000001,1.08,1.08,1.08,1.08,1.07,1.07,1.07,1.07,1.07,1.06,1.06,1.06,1.06,1.06,1.05,1.05,1.05,1.05,1.05,1.05,1.05,1.04,1.04,1.04,1.04,1.04,1.04,{"$error":"#N/A"},{"$error":"#N/A"},{"$error":"#N/A"},{"$error":"#N/A"},{"$error":"#N/A"},{"$error":"#N/A"},{"$error":"#N/A"},{"$error":"#N/A"},{"$error":"#N/A"},{"$error":"#N/A"}]
["R410A",48,688,{"$error":"#N/A"},{"$error":"#N/A"},{"$error":"#N/A"},{"$error":"#N/A"},{"$error":"#N/A"},{"$error":"#N/A"},{"$error":"#N/A"},{"$error":"#N/A"},{"$error":"#N/A"},{"$error":"#N/A"},{"$error":"#N/A"},{"$error":"#N/A"},{"$error":"#N/A"},{"$error":"#N/A"},{"$error":"#N/A"},{"$error":"#N/A"},{"$error":"#N/A"},{"$error":"#N/A"},{"$error":"#N/A"},{"$error":"#N/A"},{"$error":"#N/A"},{"$error":"#N/A"},{"$error":"#N/A"},{"$error":"#N/A"},{"$error":"#N/A"},{"$error":"#N/A"},{"$error":"#N/A"},{"$error":"#N/A"},{"$error":"#N/A"},{"$error":"#N/A"},1.54,1.53,1.52,1.52,1.51,1.5,1.49,1.49,1.48,1.47,1.46,1.46,1.45,1.44,1.43,1.43,1.42,1.41,1.41,1.4,1.4,1.39,1.38,1.38,1.37,1.37,1.36,1.35,1.35,1.34,1.34,1.33,1.33,1.32,1.32,1.31,1.31,1.3,1.3,1.29,1.29,1.28,1.28,1.28,1.27,1.27,1.26,1.26,1.25,1.25,1.25,1.24,1.24,1.24,1.23,1.23,1.22,1.22,1.22,1.21,1.21,1.21,1.2,1.2,1.2,1.2,1.19,1.19,1.19,1.19,1.18,1.18,1.18,1.18,1.17,1.17,1.17,1.17,1.1599999999999999,1.1599999999999999,1.1599999999999999,1.1599999999999999,1.1599999999999999,1.1599999999999999,1.1499999999999999,1.1499999999999999,1.1499999999999999,1.1499999999999999,1.1499999999999999,1.1499999999999999,1.1499999999999999,{"$error":"#N/A"},{"$error":"#N/A"},{"$error":"#N/A"},{"$error":"#N/A"},{"$error":"#N/A"},{"$error":"#N/A"},{"$error":"#N/A"},{"$error":"#N/A"},{"$error":"#N/A"},{"$error":"#N/A"}]
["R410A",53,693,{"$error":"#N/A"},{"$error":"#N/A"},{"$error":"#N/A"},{"$error":"#N/A"},{"$error":"#N/A"},{"$error":"#N/A"},{"$error":"#N/A"},{"$error":"#N/A"},{"$error":"#N/A"},{"$error":"#N/A"},{"$error":"#N/A"},{"$error":"#N/A"},{"$error":"#N/A"},{"$error":"#N/A"},{"$error":"#N/A"},{"$error":"#N/A"},{"$error":"#N/A"},{"$error":"#N/A"},{"$error":"#N/A"},{"$error":"#N/A"},{"$error":"#N/A"},{"$error":"#N/A"},{"$error":"#N/A"},{"$error":"#N/A"},{"$error":"#N/A"},{"$error":"#N/A"},{"$error":"#N/A"},{"$error":"#N/A"},{"$error":"#N/A"},{"$error":"#N/A"},1.74,1.73,1.72,1.71,1.7,1.69,1.68,1.67,1.66,1.65,1.64,1.63,1.63,1.62,1.61,1.6,1.59,1.58,1.58,1.57,1.56,1.55,1.55,1.54,1.53,1.52,1.52,1.51,1.5,1.5,1.49,1.48,1.48,1.47,1.47,1.46,1.45,1.45,1.44,1.44,1.43,1.42,1.42,1.41,1.41,1.4,1.4,1.39,1.39,1.38,1.38,1.38,1.37,1.37,1.36,1.36,1.35,1.35,1.35,1.34,1.34,1.33,1.33,1.33,1.32,1.32,1.32,1.31,1.31,1.31,1.3,1.3,1.3,1.29,1.29,1.29,1.29,1.28,1.28,1.28,1.28,1.28,1.27,1.27,1.27,1.27,1.27,1.26,1.26,1.26,1.26,{"$error":"#N/A"},{"$error":"#N/A"},{"$error":"#N/A"},{"$error":"#N/A"},{"$error":"#N/A"},{"$error":"#N/A"},{"$error":"#N/A"},{"$error":"#N/A"},{"$error":"#N/A"},{"$error":"#N/A"}]
["R410A",56,696,{"$error":"#N/A"},{"$error":"#N/A"},{"$error":"#N/A"},{"$error":"#N/A"},{"$error":"#N/A"},{"$error":"#N/A"},{"$error":"#N/A"},{"$error":"#N/A"},{"$error":"#N/A"},{"$error":"#N/A"},{"$error":"#N/A"},{"$error":"#N/A"},{"$error":"#N/A"},{"$error":"#N/A"},{"$error":"#N/A"},{"$error":"#N/A"},{"$error":"#N/A"},{"$error":"#N/A"},{"$error":"#N/A"},{"$error":"#N/A"},{"$error":"#N/A"},{"$error":"#N/A"},{"$error":"#N/A"},{"$error":"#N/A"},{"$error":"#N/A"},{"$error":"#N/A"},{"$error":"#N/A"},{"$error":"#N/A"},{"$error":"#N/A"},{"$error":"#N/A"},1.89,1.88,1.87,1.86,1.85,1.84,1.82,1.81,1.8,1.79,1.78,1.77,1.76,1.75,1.74,1.73,1.72,1.71,1.7,1.7,1.69,1.68,1.67,1.66,1.65,1.64,1.64,1.63,1.62,1.61,1.61,1.6,1.59,1.58,1.58,1.57,1.56,1.56,1.55,1.54,1.54,1.53,1.52,1.52,1.51,1.51,1.5,1.5,1.49,1.48,1.48,1.47,1.47,1.46,1.46,1.45,1.45,1.45,1.44,1.44,1.43,1.43,1.42,1.42,1.42,1.41,1.41,1.4,1.4,1.4,1.39,1.39,1.39,1.38,1.38,1.38,1.37,1.37,1.37,1.37,1.36,1.36,1.36,1.36,1.35,1.35,1.35,1.35,1.35,1.35,1.34,{"$error":"#N/A"},{"$error":"#N/A"},{"$error":"#N/A"},{"$error":"#N/A"},{"$error":"#N/A"},{"$error":"#N/A"},{"$error":"#N/A"},{"$error":"#N/A"},{"$error":"#N/A"},{"$error":"#N/A"}]
["R410A",60,700,{"$error":"#N/A"},{"$error":"#N/A"},{"$error":"#N/A"},{"$error":"#N/A"},{"$error":"#N/A"},{"$error":"#N/A"},{"$error":"#N/A"},{"$error":"#N/A"},{"$error":"#N/A"},{"$error":"#N/A"},{"$error":"#N/A"},{"$error":"#N/A"},{"$error":"#N/A"},{"$error":"#N/A"},{"$error":"#N/A"},{"$error":"#N/A"},{"$error":"#N/A"},{"$error":"#N/A"},{"$error":"#N/A"},{"$error":"#N/A"},{"$error":"#N/A"},{"$error":"#N/A"},{"$error":"#N/A"},{"$error":"#N/A"},{"$error":"#N/A"},{"$error":"#N/A"},{"$error":"#N/A"},{"$error":"#N/A"},{"$error":"#N/A"},{"$error":"#N/A"},2.16,2.15,2.13,2.12,2.1,2.09,2.08,2.06,2.0499999999999998,2.0299999999999998,2.02,2.0099999999999998,2,1.98,1.97,1.96,1.95,1.94,1.92,1.91,1.9,1.89,1.88,1.87,1.86,1.85,1.84,1.83,1.82,1.81,1.8,1.79,1.78,1.78,1.77,1.76,1.75,1.74,1.73,1.73,1.72,1.71,1.7,1.7,1.69,1.68,1.67,1.67,1.66,1.65,1.65,1.64,1.64,1.63,1.62,1.62,1.61,1.61,1.6,1.6,1.59,1.59,1.58,1.58,1.57,1.57,1.56,1.56,1.55,1.55,1.54,1.54,1.54,1.53,1.53,1.53,1.52,1.52,1.52,1.51,1.51,1.51,1.5,1.5,1.5,1.5,1.49,1.49,1.49,1.49,1.49,{"$error":"#N/A"},{"$error":"#N/A"},{"$error":"#N/A"},{"$error":"#N/A"},{"$error":"#N/A"},{"$error":"#N/A"},{"$error":"#N/A"},{"$error":"#N/A"},{"$error":"#N/A"},{"$error":"#N/A"}]
["R410A",65,705,{"$error":"#N/A"},{"$error":"#N/A"},{"$error":"#N/A"},{"$error":"#N/A"},{"$error":"#N/A"},{"$error":"#N/A"},{"$error":"#N/A"},{"$error":"#N/A"},{"$error":"#N/A"},{"$error":"#N/A"},{"$error":"#N/A"},{"$error":"#N/A"},{"$error":"#N/A"},{"$error":"#N/A"},{"$error":"#N/A"},{"$error":"#N/A"},{"$error":"#N/A"},{"$error":"#N/A"},{"$error":"#N/A"},{"$error":"#N/A"},{"$error":"#N/A"},{"$error":"#N/A"},{"$error":"#N/A"},{"$error":"#N/A"},{"$error":"#N/A"},{"$error":"#N/A"},{"$error":"#N/A"},{"$error":"#N/A"},{"$error":"#N/A"},{"$error":"#N/A"},2.7,2.68,2.66,2.64,2.62,2.59,2.57,2.5499999999999998,2.5299999999999998,2.5099999999999998,2.4900000000000002,2.4700000000000002,2.46,2.44,2.42,2.4,2.39,2.37,2.35,2.34,2.3199999999999998,2.31,2.29,2.2799999999999998,2.2599999999999998,2.25,2.23,2.2200000000000002,2.21,2.19,2.1800000000000002,2.17,2.15,2.14,2.13,2.12,2.11,2.1,2.08,2.0699999999999998,2.06,2.0499999999999998,2.04,2.0299999999999998,2.02,2.0099999999999998,2,1.99,1.98,1.98,1.97,1.96,1.95,1.94,1.93,1.93,1.92,1.91,1.9,1.9,1.89,1.88,1.87,1.87,1.86,1.86,1.85,1.84,1.84,1.83,1.83,1.82,1.82,1.81,1.81,1.8,1.8,1.79,1.79,1.78,1.78,1.78,1.77,1.77,1.76,1.76,1.76,1.76,1.75,1.75,1.75,{"$error":"#N/A"},{"$error":"#N/A"},{"$error":"#N/A"},{"$error":"#N/A"},{"$error":"#N/A"},{"$error":"#N/A"},{"$error":"#N/A"},{"$error":"#N/A"},{"$error":"#N/A"},{"$error":"#N/A"}]
["R507",-46,714,{"$error":"#N/A"},{"$error":"#N/A"},{"$error":"#N/A"},{"$error":"#N/A"},{"$error":"#N/A"},{"$error":"#N/A"},{"$error":"#N/A"},{"$error":"#N/A"},{"$error":"#N/A"},{"$error":"#N/A"},{"$error":"#N/A"},{"$error":"#N/A"},{"$error":"#N/A"},{"$error":"#N/A"},{"$error":"#N/A"},{"$error":"#N/A"},{"$error":"#N/A"},{"$error":"#N/A"},{"$error":"#N/A"},{"$error":"#N/A"},{"$error":"#N/A"},{"$error":"#N/A"},{"$error":"#N/A"},{"$error":"#N/A"},{"$error":"#N/A"},0.52,0.52,0.52,0.51,0.51,0.51,0.51,0.51,0.5,0.5,0.5,0.5,0.5,0.5,0.49,0.49,0.49,0.49,0.49,0.49,0.49,0.48,0.48,0.48,0.48,0.48,0.48,0.47,0.47,0.47,0.47,0.47,0.47,0.47,0.46,0.46,0.46,0.46,0.46,0.46,0.46,0.46,0.45,0.45,0.45,0.45,0.45,0.45,0.45,0.45,0.44,0.44,0.44,0.44,0.44,0.44,0.44,0.44,0.43,0.43,0.43,0.43,0.43,0.43,0.43,0.43,0.43,0.42,0.42,0.42,0.42,0.42,0.42,0.42,0.42,0.42,0.42,0.42,0.41,0.41,0.41,0.41,0.41,0.41,0.41,0.41,0.41,0.41,0.41,0.41,0.4,0.4,0.4,0.4,0.4,0.4,{"$error":"#N/A"},{"$error":"#N/A"},{"$error":"#N/A"},{"$error":"#N/A"},{"$error":"#N/A"},{"$error":"#N/A"},{"$error":"#N/A"},{"$error":"#N/A"},{"$error":"#N/A"},{"$error":"#N/A"}]
["R507",-44,716,{"$error":"#N/A"},{"$error":"#N/A"},{"$error":"#N/A"},{"$error":"#N/A"},{"$error":"#N/A"},{"$error":"#N/A"},{"$error":"#N/A"},{"$error":"#N/A"},{"$error":"#N/A"},{"$error":"#N/A"},{"$error":"#N/A"},{"$error":"#N/A"},{"$error":"#N/A"},{"$error":"#N/A"},{"$error":"#N/A"},{"$error":"#N/A"},{"$error":"#N/A"},{"$error":"#N/A"},{"$error":"#N/A"},{"$error":"#N/A"},{"$error":"#N/A"},{"$error":"#N/A"},{"$error":"#N/A"},{"$error":"#N/A"},{"$error":"#N/A"},0.53,0.53,0.52,0.52,0.52,0.52,0.52,0.51,0.51,0.51,0.51,0.51,0.51,0.5,0.5,0.5,0.5,0.5,0.5,0.49,0.49,0.49,0.49,0.49,0.49,0.48,0.48,0.48,0.48,0.48,0.48,0.48,0.47,0.47,0.47,0.47,0.47,0.47,0.47,0.46,0.46,0.46,0.46,0.46,0.46,0.46,0.46,0.45,0.45,0.45,0.45,0.45,0.45,0.45,0.45,0.44,0.44,0.44,0.44,0.44,0.44,0.44,0.44,0.44,0.43,0.43,0.43,0.43,0.43,0.43,0.43,0.43,0.43,0.42,0.42,0.42,0.42,0.42,0.42,0.42,0.42,0.42,0.42,0.42,0.41,0.41,0.41,0.41,0.41,0.41,0.41,0.41,0.41,0.41,0.41,0.41,{"$error":"#N/A"},{"$error":"#N/A"},{"$error":"#N/A"},{"$error":"#N/A"},{"$error":"#N/A"},{"$error":"#N/A"},{"$error":"#N/A"},{"$error":"#N/A"},{"$error":"#N/A"},{"$error":"#N/A"}]
["R507",-39,721,{"$error":"#N/A"},{"$error":"#N/A"},{"$error":"#N/A"},{"$error":"#N/A"},{"$error":"#N/A"},{"$error":"#N/A"},{"$error":"#N/A"},{"$error":"#N/A"},{"$error":"#N/A"},{"$error":"#N/A"},{"$error":"#N/A"},{"$error":"#N/A"},{"$error":"#N/A"},{"$error":"#N/A"},{"$error":"#N/A"},{"$error":"#N/A"},{"$error":"#N/A"},{"$error":"#N/A"},{"$error":"#N/A"},{"$error":"#N/A"},{"$error":"#N/A"},{"$error":"#N/A"},{"$error":"#N/A"},{"$error":"#N/A"},{"$error":"#N/A"},0.55000000000000004,0.55000000000000004,0.55000000000000004,0.54,0.54,0.54,0.54,0.54,0.53,0.53,0.53,0.53,0.53,0.52,0.52,0.52,0.52,0.52,0.52,0.51,0.51,0.51,0.51,0.51,0.51,0.5,0.5,0.5,0.5,0.5,0.5,0.49,0.49,0.49,0.49,0.49,0.49,0.49,0.48,0.48,0.48,0.48,0.48,0.48,0.48,0.47,0.47,0.47,0.47,0.47,0.47,0.47,0.46,0.46,0.46,0.46,0.46,0.46,0.46,0.46,0.45,0.45,0.45,0.45,0.45,0.45,0.45,0.45,0.45,0.44,0.44,0.44,0.44,0.44,0.44,0.44,0.44,0.44,0.43,0.43,0.43,0.43,0.43,0.43,0.43,0.43,0.43,0.43,0.43,0.42,0.42,0.42,0.42,0.42,0.42,0.42,{"$error":"#N/A"},{"$error":"#N/A"},{"$error":"#N/A"},{"$error":"#N/A"},{"$error":"#N/A"},{"$error":"#N/A"},{"$error":"#N/A"},{"$error":"#N/A"},{"$error":"#N/A"},{"$error":"#N/A"}]
["R507",-32,728,{"$error":"#N/A"},{"$error":"#N/A"},{"$error":"#N/A"},{"$error":"#N/A"},{"$error":"#N/A"},{"$error":"#N/A"},{"$error":"#N/A"},{"$error":"#N/A"},{"$error":"#N/A"},{"$error":"#N/A"},{"$error":"#N/A"},{"$error":"#N/A"},{"$error":"#N/A"},{"$error":"#N/A"},{"$error":"#N/A"},{"$error":"#N/A"},{"$error":"#N/A"},{"$error":"#N/A"},{"$error":"#N/A"},{"$error":"#N/A"},{"$error":"#N/A"},{"$error":"#N/A"},{"$error":"#N/A"},{"$error":"#N/A"},{"$error":"#N/A"},0.57999999999999996,0.57999999999999996,0.57999999999999996,0.57999999999999996,0.57999999999999996,0.56999999999999995,0.56999999999999995,0.56999999999999995,0.56999999999999995,0.56999999999999995,0.56000000000000005,0.56000000000000005,0.56000000000000005,0.56000000000000005,0.55000000000000004,0.55000000000000004,0.55000000000000004,0.55000000000000004,0.55000000000000004,0.54,0.54,0.54,0.54,0.54,0.54,0.53,0.53,0.53,0.53,0.53,0.52,0.52,0.52,0.52,0.52,0.52,0.51,0.51,0.51,0.51,0.51,0.51,0.5,0.5,0.5,0.5,0.5,0.5,0.5,0.49,0.49,0.49,0.49,0.49,0.49,0.49,0.48,0.48,0.48,0.48,0.48,0.48,0.48,0.47,0.47,0.47,0.47,0.47,0.47,0.47,0.47,0.46,0.46,0.46,0.46,0.46,0.46,0.46,0.46,0.46,0.45,0.45,0.45,0.45,0.45,0.45,0.45,0.45,0.45,0.45,0.45,0.44,0.44,0.44,0.44,0.44,{"$error":"#N/A"},{"$error":"#N/A"},{"$error":"#N/A"},{"$error":"#N/A"},{"$error":"#N/A"},{"$error":"#N/A"},{"$error":"#N/A"},{"$error":"#N/A"},{"$error":"#N/A"},{"$error":"#N/A"}]
["R507",-28,732,{"$error":"#N/A"},{"$error":"#N/A"},{"$error":"#N/A"},{"$error":"#N/A"},{"$error":"#N/A"},{"$error":"#N/A"},{"$error":"#N/A"},{"$error":"#N/A"},{"$error":"#N/A"},{"$error":"#N/A"},{"$error":"#N/A"},{"$error":"#N/A"},{"$error":"#N/A"},{"$error":"#N/A"},{"$error":"#N/A"},{"$error":"#N/A"},{"$error":"#N/A"},{"$error":"#N/A"},{"$error":"#N/A"},{"$error":"#N/A"},{"$error":"#N/A"},{"$error":"#N/A"},{"$error":"#N/A"},{"$error":"#N/A"},{"$error":"#N/A"},0.61,0.6,0.6,0.6,0.6,0.59,0.59,0.59,0.59,0.59,0.57999999999999996,0.57999999999999996,0.57999999999999996,0.57999999999999996,0.56999999999999995,0.56999999999999995,0.56999999999999995,0.56999999999999995,0.56999999999999995,0.56000000000000005,0.56000000000000005,0.56000000000000005,0.56000000000000005,0.56000000000000005,0.55000000000000004,0.55000000000000004,0.55000000000000004,0.55000000000000004,0.55000000000000004,0.54,0.54,0.54,0.54,0.54,0.54,0.53,0.53,0.53,0.53,0.53,0.52,0.52,0.52,0.52,0.52,0.52,0.51,0.51,0.51,0.51,0.51,0.51,0.51,0.5,0.5,0.5,0.5,0.5,0.5,0.5,0.49,0.49,0.49,0.49,0.49,0.49,0.49,0.48,0.48,0.48,0.48,0.48,0.48,0.48,0.48,0.47,0.47,0.47,0.47,0.47,0.47,0.47,0.47,0.47,0.46,0.46,0.46,0.46,0.46,0.46,0.46,0.46,0.46,0.46,0.45,0.45,{"$error":"#N/A"},{"$error":"#N/A"},{"$error":"#N/A"},{"$error":"#N/A"},{"$error":"#N/A"},{"$error":"#N/A"},{"$error":"#N/A"},{"$error":"#N/A"},{"$error":"#N/A"},{"$error":"#N/A"}]
["R507",-27,733,{"$error":"#N/A"},{"$error":"#N/A"},{"$error":"#N/A"},{"$error":"#N/A"},{"$error":"#N/A"},{"$error":"#N/A"},{"$error":"#N/A"},{"$error":"#N/A"},{"$error":"#N/A"},{"$error":"#N/A"},{"$error":"#N/A"},{"$error":"#N/A"},{"$error":"#N/A"},{"$error":"#N/A"},{"$error":"#N/A"},{"$error":"#N/A"},{"$error":"#N/A"},{"$error":"#N/A"},{"$error":"#N/A"},{"$error":"#N/A"},{"$error":"#N/A"},{"$error":"#N/A"},{"$error":"#N/A"},{"$error":"#N/A"},{"$error":"#N/A"},0.61,0.61,0.61,0.61,0.6,0.6,0.6,0.6,0.59,0.59,0.59,0.59,0.57999999999999996,0.57999999999999996,0.57999999999999996,0.57999999999999996,0.57999999999999996,0.56999999999999995,0.56999999999999995,0.56999999999999995,0.56999999999999995,0.56999999999999995,0.56000000000000005,0.56000000000000005,0.56000000000000005,0.56000000000000005,0.56000000000000005,0.55000000000000004,0.55000000000000004,0.55000000000000004,0.55000000000000004,0.55000000000000004,0.54,0.54,0.54,0.54,0.54,0.53,0.53,0.53,0.53,0.53,0.53,0.52,0.52,0.52,0.52,0.52,0.52,0.51,0.51,0.51,0.51,0.51,0.51,0.5,0.5,0.5,0.5,0.5,0.5,0.5,0.49,0.49,0.49,0.49,0.49,0.49,0.49,0.49,0.48,0.48,0.48,0.48,0.48,0.48,0.48,0.48,0.47,0.47,0.47,0.47,0.47,0.47,0.47,0.47,0.47,0.46,0.46,0.46,0.46,0.46,0.46,0.46,0.46,0.46,{"$error":"#N/A"},{"$error":"#N/A"},{"$error":"#N/A"},{"$error":"#N/A"},{"$error":"#N/A"},{"$error":"#N/A"},{"$error":"#N/A"},{"$error":"#N/A"},{"$error":"#N/A"},{"$error":"#N/A"}]
["R507",-22,738,{"$error":"#N/A"},{"$error":"#N/A"},{"$error":"#N/A"},{"$error":"#N/A"},{"$error":"#N/A"},{"$error":"#N/A"},{"$error":"#N/A"},{"$error":"#N/A"},{"$error":"#N/A"},{"$error":"#N/A"},{"$error":"#N/A"},{"$error":"#N/A"},{"$error":"#N/A"},{"$error":"#N/A"},{"$error":"#N/A"},{"$error":"#N/A"},{"$error":"#N/A"},{"$error":"#N/A"},{"$error":"#N/A"},{"$error":"#N/A"},{"$error":"#N/A"},{"$error":"#N/A"},{"$error":"#N/A"},{"$error":"#N/A"},{"$error":"#N/A"},0.64,0.64,0.64,0.64,0.63,0.63,0.63,0.62,0.62,0.62,0.62,0.62,0.61,0.61,0.61,0.61,0.6,0.6,0.6,0.6,0.59,0.59,0.59,0.59,0.57999999999999996,0.57999999999999996,0.57999999999999996,0.57999999999999996,0.57999999999999996,0.56999999999999995,0.56999999999999995,0.56999999999999995,0.56999999999999995,0.56999999999999995,0.56000000000000005,0.56000000000000005,0.56000000000000005,0.56000000000000005,0.56000000000000005,0.55000000000000004,0.55000000000000004,0.55000000000000004,0.55000000000000004,0.55000000000000004,0.55000000000000004,0.54,0.54,0.54,0.54,0.54,0.53,0.53,0.53,0.53,0.53,0.53,0.52,0.52,0.52,0.52,0.52,0.52,0.52,0.51,0.51,0.51,0.51,0.51,0.51,0.51,0.5,0.5,0.5,0.5,0.5,0.5,0.5,0.49,0.49,0.49,0.49,0.49,0.49,0.49,0.49,0.49,0.48,0.48,0.48,0.48,0.48,0.48,0.48,0.48,0.48,0.48,{"$error":"#N/A"},{"$error":"#N/A"},{"$error":"#N/A"},{"$error":"#N/A"},{"$error":"#N/A"},{"$error":"#N/A"},{"$error":"#N/A"},{"$error":"#N/A"},{"$error":"#N/A"},{"$error":"#N/A"}]
["R507",-16,744,{"$error":"#N/A"},{"$error":"#N/A"},{"$error":"#N/A"},{"$error":"#N/A"},{"$error":"#N/A"},{"$error":"#N/A"},{"$error":"#N/A"},{"$error":"#N/A"},{"$error":"#N/A"},{"$error":"#N/A"},{"$error":"#N/A"},{"$error":"#N/A"},{"$error":"#N/A"},{"$error":"#N/A"},{"$error":"#N/A"},{"$error":"#N/A"},{"$error":"#N/A"},{"$error":"#N/A"},{"$error":"#N/A"},{"$error":"#N/A"},{"$error":"#N/A"},{"$error":"#N/A"},{"$error":"#N/A"},{"$error":"#N/A"},{"$error":"#N/A"},0.68,0.68,0.68,0.68,0.67,0.67,0.67,0.66,0.66,0.66,0.66,0.65,0.65,0.65,0.65,0.64,0.64,0.64,0.63,0.63,0.63,0.63,0.62,0.62,0.62,0.62,0.61,0.61,0.61,0.61,0.61,0.6,0.6,0.6,0.6,0.59,0.59,0.59,0.59,0.59,0.57999999999999996,0.57999999999999996,0.57999999999999996,0.57999999999999996,0.57999999999999996,0.56999999999999995,0.56999999999999995,0.56999999999999995,0.56999999999999995,0.56999999999999995,0.56000000000000005,0.56000000000000005,0.56000000000000005,0.56000000000000005,0.56000000000000005,0.55000000000000004,0.55000000000000004,0.55000000000000004,0.55000000000000004,0.55000000000000004,0.55000000000000004,0.54,0.54,0.54,0.54,0.54,0.54,0.53,0.53,0.53,0.53,0.53,0.53,0.53,0.52,0.52,0.52,0.52,0.52,0.52,0.52,0.51,0.51,0.51,0.51,0.51,0.51,0.51,0.51,0.51,0.5,0.5,0.5,0.5,0.5,0.5,{"$error":"#N/A"},{"$error":"#N/A"},{"$error":"#N/A"},{"$error":"#N/A"},{"$error":"#N/A"},{"$error":"#N/A"},{"$error":"#N/A"},{"$error":"#N/A"},{"$error":"#N/A"},{"$error":"#N/A"}]
["R507",-11,749,{"$error":"#N/A"},{"$error":"#N/A"},{"$error":"#N/A"},{"$error":"#N/A"},{"$error":"#N/A"},{"$error":"#N/A"},{"$error":"#N/A"},{"$error":"#N/A"},{"$error":"#N/A"},{"$error":"#N/A"},{"$error":"#N/A"},{"$error":"#N/A"},{"$error":"#N/A"},{"$error":"#N/A"},{"$error":"#N/A"},{"$error":"#N/A"},{"$error":"#N/A"},{"$error":"#N/A"},{"$error":"#N/A"},{"$error":"#N/A"},{"$error":"#N/A"},{"$error":"#N/A"},{"$error":"#N/A"},{"$error":"#N/A"},{"$error":"#N/A"},0.72,0.72,0.72,0.71,0.71,0.71,0.7,0.7,0.7,0.7,0.69,0.69,0.69,0.68,0.68,0.68,0.67,0.67,0.67,0.67,0.66,0.66,0.66,0.65,0.65,0.65,0.65,0.64,0.64,0.64,0.64,0.63,0.63,0.63,0.63,0.62,0.62,0.62,0.62,0.61,0.61,0.61,0.61,0.61,0.6,0.6,0.6,0.6,0.6,0.59,0.59,0.59,0.59,0.59,0.57999999999999996,0.57999999999999996,0.57999999999999996,0.57999999999999996,0.57999999999999996,0.56999999999999995,0.56999999999999995,0.56999999999999995,0.56999999999999995,0.56999999999999995,0.56000000000000005,0.56000000000000005,0.56000000000000005,0.56000000000000005,0.56000000000000005,0.56000000000000005,0.55000000000000004,0.55000000000000004,0.55000000000000004,0.55000000000000004,0.55000000000000004,0.55000000000000004,0.55000000000000004,0.54,0.54,0.54,0.54,0.54,0.54,0.54,0.53,0.53,0.53,0.53,0.53,0.53,0.53,0.52,0.52,0.52,0.52,0.52,{"$error":"#N/A"},{"$error":"#N/A"},{"$error":"#N/A"},{"$error":"#N/A"},{"$error":"#N/A"},{"$error":"#N/A"},{"$error":"#N/A"},{"$error":"#N/A"},{"$error":"#N/A"},{"$error":"#N/A"}]
["R507",-8,752,{"$error":"#N/A"},{"$error":"#N/A"},{"$error":"#N/A"},{"$error":"#N/A"},{"$error":"#N/A"},{"$error":"#N/A"},{"$error":"#N/A"},{"$error":"#N/A"},{"$error":"#N/A"},{"$error":"#N/A"},{"$error":"#N/A"},{"$error":"#N/A"},{"$error":"#N/A"},{"$error":"#N/A"},{"$error":"#N/A"},{"$error":"#N/A"},{"$error":"#N/A"},{"$error":"#N/A"},{"$error":"#N/A"},{"$error":"#N/A"},{"$error":"#N/A"},{"$error":"#N/A"},{"$error":"#N/A"},{"$error":"#N/A"},{"$error":"#N/A"},0.75,0.75,0.74,0.74,0.74,0.73,0.73,0.73,0.72,0.72,0.72,0.71,0.71,0.71,0.7,0.7,0.7,0.69,0.69,0.69,0.68,0.68,0.68,0.68,0.67,0.67,0.67,0.67,0.66,0.66,0.66,0.65,0.65,0.65,0.65,0.64,0.64,0.64,0.64,0.63,0.63,0.63,0.63,0.62,0.62,0.62,0.62,0.62,0.61,0.61,0.61,0.61,0.6,0.6,0.6,0.6,0.6,0.59,0.59,0.59,0.59,0.59,0.57999999999999996,0.57999999999999996,0.57999999999999996,0.57999999999999996,0.57999999999999996,0.57999999999999996,0.56999999999999995,0.56999999999999995,0.56999999999999995,0.56999999999999995,0.56999999999999995,0.56999999999999995,0.56000000000000005,0.56000000000000005,0.56000000000000005,0.56000000000000005,0.56000000000000005,0.56000000000000005,0.55000000000000004,0.55000000000000004,0.55000000000000004,0.55000000000000004,0.55000000000000004,0.55000000000000004,0.55000000000000004,0.54,0.54,0.54,0.54,0.54,0.54,0.54,0.54,0.53,{"$error":"#N/A"},{"$error":"#N/A"},{"$error":"#N/A"},{"$error":"#N/A"},{"$error":"#N/A"},{"$error":"#N/A"},{"$error":"#N/A"},{"$error":"#N/A"},{"$error":"#N/A"},{"$error":"#N/A"}]
["R507",-4,756,{"$error":"#N/A"},{"$error":"#N/A"},{"$error":"#N/A"},{"$error":"#N/A"},{"$error":"#N/A"},{"$error":"#N/A"},{"$error":"#N/A"},{"$error":"#N/A"},{"$error":"#N/A"},{"$error":"#N/A"},{"$error":"#N/A"},{"$error":"#N/A"},{"$error":"#N/A"},{"$error":"#N/A"},{"$error":"#N/A"},{"$error":"#N/A"},{"$error":"#N/A"},{"$error":"#N/A"},{"$error":"#N/A"},{"$error":"#N/A"},{"$error":"#N/A"},{"$error":"#N/A"},{"$error":"#N/A"},{"$error":"#N/A"},{"$error":"#N/A"},0.79,0.78,0.78,0.78,0.77,0.77,0.77,0.76,0.76,0.75,0.75,0.75,0.74,0.74,0.74,0.73,0.73,0.73,0.72,0.72,0.72,0.71,0.71,0.71,0.7,0.7,0.7,0.7,0.69,0.69,0.69,0.68,0.68,0.68,0.68,0.67,0.67,0.67,0.66,0.66,0.66,0.66,0.65,0.65,0.65,0.65,0.64,0.64,0.64,0.64,0.63,0.63,0.63,0.63,0.63,0.62,0.62,0.62,0.62,0.61,0.61,0.61,0.61,0.61,0.6,0.6,0.6,0.6,0.6,0.59,0.59,0.59,0.59,0.59,0.59,0.57999999999999996,0.57999999999999996,0.57999999999999996,0.57999999999999996,0.57999999999999996,0.57999999999999996,0.56999999999999995,0.56999999999999995,0.56999999999999995,0.56999999999999995,0.56999999999999995,0.56999999999999995,0.56000000000000005,0.56000000000000005,0.56000000000000005,0.56000000000000005,0.56000000000000005,0.56000000000000005,0.56000000000000005,0.56000000000000005,0.55000000000000004,{"$error":"#N/A"},{"$error":"#N/A"},{"$error":"#N/A"},{"$error":"#N/A"},{"$error":"#N/A"},{"$error":"#N/A"},{"$error":"#N/A"},{"$error":"#N/A"},{"$error":"#N/A"},{"$error":"#N/A"}]
["R507",1,761,{"$error":"#N/A"},{"$error":"#N/A"},{"$error":"#N/A"},{"$error":"#N/A"},{"$error":"#N/A"},{"$error":"#N/A"},{"$error":"#N/A"},{"$error":"#N/A"},{"$error":"#N/A"},{"$error":"#N/A"},{"$error":"#N/A"},{"$error":"#N/A"},{"$error":"#N/A"},{"$error":"#N/A"},{"$error":"#N/A"},{"$error":"#N/A"},{"$error":"#N/A"},{"$error":"#N/A"},{"$error":"#N/A"},{"$error":"#N/A"},{"$error":"#N/A"},{"$error":"#N/A"},{"$error":"#N/A"},{"$error":"#N/A"},{"$error":"#N/A"},0.84,0.84,0.83,0.83,0.82,0.82,0.82,0.81,0.81,0.8,0.8,0.8,0.79,0.79,0.78,0.78,0.78,0.77,0.77,0.77,0.76,0.76,0.75,0.75,0.75,0.74,0.74,0.74,0.73,0.73,0.73,0.72,0.72,0.72,0.71,0.71,0.71,0.71,0.7,0.7,0.7,0.69,0.69,0.69,0.69,0.68,0.68,0.68,0.67,0.67,0.67,0.67,0.66,0.66,0.66,0.66,0.65,0.65,0.65,0.65,0.65,0.64,0.64,0.64,0.64,0.63,0.63,0.63,0.63,0.63,0.62,0.62,0.62,0.62,0.62,0.61,0.61,0.61,0.61,0.61,0.61,0.6,0.6,0.6,0.6,0.6,0.6,0.59,0.59,0.59,0.59,0.59,0.59,0.57999999999999996,0.57999999999999996,0.57999999999999996,{"$error":"#N/A"},{"$error":"#N/A"},{"$error":"#N/A"},{"$error":"#N/A"},{"$error":"#N/A"},{"$error":"#N/A"},{"$error":"#N/A"},{"$error":"#N/A"},{"$error":"#N/A"},{"$error":"#N/A"}]
["R507",6,766,{"$error":"#N/A"},{"$error":"#N/A"},{"$error":"#N/A"},{"$error":"#N/A"},{"$error":"#N/A"},{"$error":"#N/A"},{"$error":"#N/A"},{"$error":"#N/A"},{"$error":"#N/A"},{"$error":"#N/A"},{"$error":"#N/A"},{"$error":"#N/A"},{"$error":"#N/A"},{"$error":"#N/A"},{"$error":"#N/A"},{"$error":"#N/A"},{"$error":"#N/A"},{"$error":"#N/A"},{"$error":"#N/A"},{"$error":"#N/A"},{"$error":"#N/A"},{"$error":"#N/A"},{"$error":"#N/A"},{"$error":"#N/A"},{"$error":"#N/A"},0.9,0.9,0.89,0.89,0.88,0.88,0.87,0.87,0.86,0.86,0.86,0.85,0.85,0.84,0.84,0.83,0.83,0.82,0.82,0.82,0.81,0.81,0.8,0.8,0.8,0.79,0.79,0.79,0.78,0.78,0.77,0.77,0.77,0.76,0.76,0.76,0.75,0.75,0.75,0.74,0.74,0.74,0.73,0.73,0.73,0.72,0.72,0.72,0.72,0.71,0.71,0.71,0.7,0.7,0.7,0.7,0.69,0.69,0.69,0.69,0.68,0.68,0.68,0.68,0.67,0.67,0.67,0.67,0.66,0.66,0.66,0.66,0.65,0.65,0.65,0.65,0.65,0.64,0.64,0.64,0.64,0.64,0.63,0.63,0.63,0.63,0.63,0.63,0.62,0.62,0.62,0.62,0.62,0.62,0.61,0.61,{"$error":"#N/A"},{"$error":"#N/A"},{"$error":"#N/A"},{"$error":"#N/A"},{"$error":"#N/A"},{"$error":"#N/A"},{"$error":"#N/A"},{"$error":"#N/A"},{"$error":"#N/A"},{"$error":"#N/A"}]
["R507",8,768,{"$error":"#N/A"},{"$error":"#N/A"},{"$error":"#N/A"},{"$error":"#N/A"},{"$error":"#N/A"},{"$error":"#N/A"},{"$error":"#N/A"},{"$error":"#N/A"},{"$error":"#N/A"},{"$error":"#N/A"},{"$error":"#N/A"},{"$error":"#N/A"},{"$error":"#N/A"},{"$error":"#N/A"},{"$error":"#N/A"},{"$error":"#N/A"},{"$error":"#N/A"},{"$error":"#N/A"},{"$error":"#N/A"},{"$error":"#N/A"},{"$error":"#N/A"},{"$error":"#N/A"},{"$error":"#N/A"},{"$error":"#N/A"},{"$error":"#N/A"},0.93,0.93,0.92,0.91,0.91,0.9,0.9,0.89,0.89,0.88,0.88,0.88,0.87,0.87,0.86,0.86,0.85,0.85,0.84,0.84,0.83,0.83,0.83,0.82,0.82,0.81,0.81,0.81,0.8,0.8,0.79,0.79,0.79,0.78,0.78,0.78,0.77,0.77,0.77,0.76,0.76,0.76,0.75,0.75,0.75,0.74,0.74,0.74,0.73,0.73,0.73,0.72,0.72,0.72,0.72,0.71,0.71,0.71,0.7,0.7,0.7,0.7,0.69,0.69,0.69,0.69,0.68,0.68,0.68,0.68,0.67,0.67,0.67,0.67,0.66,0.66,0.66,0.66,0.66,0.65,0.65,0.65,0.65,0.65,0.64,0.64,0.64,0.64,0.64,0.64,0.63,0.63,0.63,0.63,0.63,0.63,{"$error":"#N/A"},{"$error":"#N/A"},{"$error":"#N/A"},{"$error":"#N/A"},{"$error":"#N/A"},{"$error":"#N/A"},{"$error":"#N/A"},{"$error":"#N/A"},{"$error":"#N/A"},{"$error":"#N/A"}]
["R507",13,773,{"$error":"#N/A"},{"$error":"#N/A"},{"$error":"#N/A"},{"$error":"#N/A"},{"$error":"#N/A"},{"$error":"#N/A"},{"$error":"#N/A"},{"$error":"#N/A"},{"$error":"#N/A"},{"$error":"#N/A"},{"$error":"#N/A"},{"$error":"#N/A"},{"$error":"#N/A"},{"$error":"#N/A"},{"$error":"#N/A"},{"$error":"#N/A"},{"$error":"#N/A"},{"$error":"#N/A"},{"$error":"#N/A"},{"$error":"#N/A"},{"$error":"#N/A"},{"$error":"#N/A"},{"$error":"#N/A"},{"$error":"#N/A"},{"$error":"#N/A"},1.01,1,0.99,0.99,0.98,0.98,0.97,0.97,0.96,0.95,0.95,0.94,0.94,0.93,0.93,0.92,0.92,0.91,0.91,0.9,0.9,0.89,0.89,0.88,0.88,0.87,0.87,0.86,0.86,0.86,0.85,0.85,0.84,0.84,0.83,0.83,0.83,0.82,0.82,0.81,0.81,0.81,0.8,0.8,0.8,0.79,0.79,0.78,0.78,0.78,0.77,0.77,0.77,0.76,0.76,0.76,0.76,0.75,0.75,0.75,0.74,0.74,0.74,0.73,0.73,0.73,0.73,0.72,0.72,0.72,0.72,0.71,0.71,0.71,0.7,0.7,0.7,0.7,0.7,0.69,0.69,0.69,0.69,0.68,0.68,0.68,0.68,0.68,0.67,0.67,0.67,0.67,0.67,0.66,0.66,0.66,{"$error":"#N/A"},{"$error":"#N/A"},{"$error":"#N/A"},{"$error":"#N/A"},{"$error":"#N/A"},{"$error":"#N/A"},{"$error":"#N/A"},{"$error":"#N/A"},{"$error":"#N/A"},{"$error":"#N/A"}]
["R507",20,780,{"$error":"#N/A"},{"$error":"#N/A"},{"$error":"#N/A"},{"$error":"#N/A"},{"$error":"#N/A"},{"$error":"#N/A"},{"$error":"#N/A"},{"$error":"#N/A"},{"$error":"#N/A"},{"$error":"#N/A"},{"$error":"#N/A"},{"$error":"#N/A"},{"$error":"#N/A"},{"$error":"#N/A"},{"$error":"#N/A"},{"$error":"#N/A"},{"$error":"#N/A"},{"$error":"#N/A"},{"$error":"#N/A"},{"$error":"#N/A"},{"$error":"#N/A"},{"$error":"#N/A"},{"$error":"#N/A"},{"$error":"#N/A"},{"$error":"#N/A"},1.1399999999999999,1.1299999999999999,1.1200000000000001,1.1200000000000001,1.1100000000000001,1.1000000000000001,1.0900000000000001,1.0900000000000001,1.08,1.07,1.07,1.06,1.05,1.05,1.04,1.03,1.03,1.02,1.01,1.01,1,1,0.99,0.98,0.98,0.97,0.97,0.96,0.96,0.95,0.95,0.94,0.94,0.93,0.93,0.92,0.92,0.91,0.91,0.9,0.9,0.89,0.89,0.88,0.88,0.87,0.87,0.87,0.86,0.86,0.85,0.85,0.85,0.84,0.84,0.83,0.83,0.83,0.82,0.82,0.82,0.81,0.81,0.81,0.8,0.8,0.8,0.79,0.79,0.79,0.78,0.78,0.78,0.77,0.77,0.77,0.77,0.76,0.76,0.76,0.75,0.75,0.75,0.75,0.74,0.74,0.74,0.74,0.73,0.73,0.73,0.73,0.73,0.72,0.72,0.72,{"$error":"#N/A"},{"$error":"#N/A"},{"$error":"#N/A"},{"$error":"#N/A"},{"$error":"#N/A"},{"$error":"#N/A"},{"$error":"#N/A"},{"$error":"#N/A"},{"$error":"#N/A"},{"$error":"#N/A"}]
["R507",24,784,{"$error":"#N/A"},{"$error":"#N/A"},{"$error":"#N/A"},{"$error":"#N/A"},{"$error":"#N/A"},{"$error":"#N/A"},{"$error":"#N/A"},{"$error":"#N/A"},{"$error":"#N/A"},{"$error":"#N/A"},{"$error":"#N/A"},{"$error":"#N/A"},{"$error":"#N/A"},{"$error":"#N/A"},{"$error":"#N/A"},{"$error":"#N/A"},{"$error":"#N/A"},{"$error":"#N/A"},{"$error":"#N/A"},{"$error":"#N/A"},{"$error":"#N/A"},{"$error":"#N/A"},{"$error":"#N/A"},{"$error":"#N/A"},{"$error":"#N/A"},1.23,1.22,1.22,1.21,1.2,1.19,1.18,1.17,1.1599999999999999,1.1599999999999999,1.1499999999999999,1.1399999999999999,1.1299999999999999,1.1299999999999999,1.1200000000000001,1.1100000000000001,1.1000000000000001,1.1000000000000001,1.0900000000000001,1.08,1.07,1.07,1.06,1.05,1.05,1.04,1.04,1.03,1.02,1.02,1.01,1.01,1,0.99,0.99,0.98,0.98,0.97,0.97,0.96,0.96,0.95,0.95,0.94,0.94,0.93,0.93,0.92,0.92,0.91,0.91,0.9,0.9,0.89,0.89,0.89,0.88,0.88,0.87,0.87,0.86,0.86,0.86,0.85,0.85,0.85,0.84,0.84,0.84,0.83,0.83,0.82,0.82,0.82,0.82,0.81,0.81,0.81,0.8,0.8,0.8,0.79,0.79,0.79,0.79,0.78,0.78,0.78,0.78,0.77,0.77,0.77,0.77,0.76,0.76,0.76,{"$error":"#N/A"},{"$error":"#N/A"},{"$error":"#N/A"},{"$error":"#N/A"},{"$error":"#N/A"},{"$error":"#N/A"},{"$error":"#N/A"},{"$error":"#N/A"},{"$error":"#N/A"},{"$error":"#N/A"}]
["R507",25,785,{"$error":"#N/A"},{"$error":"#N/A"},{"$error":"#N/A"},{"$error":"#N/A"},{"$error":"#N/A"},{"$error":"#N/A"},{"$error":"#N/A"},{"$error":"#N/A"},{"$error":"#N/A"},{"$error":"#N/A"},{"$error":"#N/A"},{"$error":"#N/A"},{"$error":"#N/A"},{"$error":"#N/A"},{"$error":"#N/A"},{"$error":"#N/A"},{"$error":"#N/A"},{"$error":"#N/A"},{"$error":"#N/A"},{"$error":"#N/A"},{"$error":"#N/A"},{"$error":"#N/A"},{"$error":"#N/A"},{"$error":"#N/A"},{"$error":"#N/A"},1.26,1.25,1.24,1.23,1.22,1.21,1.2,1.2,1.19,1.18,1.17,1.1599999999999999,1.1499999999999999,1.1499999999999999,1.1399999999999999,1.1299999999999999,1.1200000000000001,1.1200000000000001,1.1100000000000001,1.1000000000000001,1.0900000000000001,1.0900000000000001,1.08,1.07,1.07,1.06,1.05,1.05,1.04,1.03,1.03,1.02,1.02,1.01,1,1,0.99,0.99,0.98,0.98,0.97,0.97,0.96,0.96,0.95,0.95,0.94,0.94,0.93,0.93,0.92,0.92,0.91,0.91,0.9,0.9,0.89,0.89,0.89,0.88,0.88,0.87,0.87,0.87,0.86,0.86,0.85,0.85,0.85,0.84,0.84,0.84,0.83,0.83,0.83,0.82,0.82,0.82,0.81,0.81,0.81,0.8,0.8,0.8,0.8,0.79,0.79,0.79,0.79,0.78,0.78,0.78,0.78,0.77,0.77,0.77,{"$error":"#N/A"},{"$error":"#N/A"},{"$error":"#N/A"},{"$error":"#N/A"},{"$error":"#N/A"},{"$error":"#N/A"},{"$error":"#N/A"},{"$error":"#N/A"},{"$error":"#N/A"},{"$error":"#N/A"}]
["R507",29,789,{"$error":"#N/A"},{"$error":"#N/A"},{"$error":"#N/A"},{"$error":"#N/A"},{"$error":"#N/A"},{"$error":"#N/A"},{"$error":"#N/A"},{"$error":"#N/A"},{"$error":"#N/A"},{"$error":"#N/A"},{"$error":"#N/A"},{"$error":"#N/A"},{"$error":"#N/A"},{"$error":"#N/A"},{"$error":"#N/A"},{"$error":"#N/A"},{"$error":"#N/A"},{"$error":"#N/A"},{"$error":"#N/A"},{"$error":"#N/A"},{"$error":"#N/A"},{"$error":"#N/A"},{"$error":"#N/A"},{"$error":"#N/A"},{"$error":"#N/A"},1.37,1.36,1.35,1.34,1.33,1.32,1.31,1.3,1.29,1.28,1.27,1.26,1.25,1.24,1.23,1.22,1.22,1.21,1.2,1.19,1.18,1.17,1.17,1.1599999999999999,1.1499999999999999,1.1399999999999999,1.1399999999999999,1.1299999999999999,1.1200000000000001,1.1100000000000001,1.1100000000000001,1.1000000000000001,1.0900000000000001,1.0900000000000001,1.08,1.07,1.07,1.06,1.05,1.05,1.04,1.03,1.03,1.02,1.02,1.01,1.01,1,0.99,0.99,0.98,0.98,0.97,0.97,0.96,0.96,0.95,0.95,0.94,0.94,0.94,0.93,0.93,0.92,0.92,0.91,0.91,0.91,0.9,0.9,0.89,0.89,0.89,0.88,0.88,0.87,0.87,0.87,0.86,0.86,0.86,0.85,0.85,0.85,0.84,0.84,0.84,0.84,0.83,0.83,0.83,0.82,0.82,0.82,0.82,0.81,{"$error":"#N/A"},{"$error":"#N/A"},{"$error":"#N/A"},{"$error":"#N/A"},{"$error":"#N/A"},{"$error":"#N/A"},{"$error":"#N/A"},{"$error":"#N/A"},{"$error":"#N/A"},{"$error":"#N/A"}]
["R507",36,796,{"$error":"#N/A"},{"$error":"#N/A"},{"$error":"#N/A"},{"$error":"#N/A"},{"$error":"#N/A"},{"$error":"#N/A"},{"$error":"#N/A"},{"$error":"#N/A"},{"$error":"#N/A"},{"$error":"#N/A"},{"$error":"#N/A"},{"$error":"#N/A"},{"$error":"#N/A"},{"$error":"#N/A"},{"$error":"#N/A"},{"$error":"#N/A"},{"$error":"#N/A"},{"$error":"#N/A"},{"$error":"#N/A"},{"$error":"#N/A"},{"$error":"#N/A"},{"$error":"#N/A"},{"$error":"#N/A"},{"$error":"#N/A"},{"$error":"#N/A"},1.64,1.62,1.61,1.59,1.58,1.56,1.55,1.54,1.52,1.51,1.5,1.48,1.47,1.46,1.45,1.43,1.42,1.41,1.4,1.39,1.38,1.37,1.36,1.35,1.34,1.32,1.32,1.31,1.3,1.29,1.28,1.27,1.26,1.25,1.24,1.23,1.22,1.22,1.21,1.2,1.19,1.18,1.18,1.17,1.1599999999999999,1.1499999999999999,1.1499999999999999,1.1399999999999999,1.1299999999999999,1.1299999999999999,1.1200000000000001,1.1100000000000001,1.1100000000000001,1.1000000000000001,1.0900000000000001,1.0900000000000001,1.08,1.08,1.07,1.06,1.06,1.05,1.05,1.04,1.04,1.03,1.03,1.02,1.02,1.01,1.01,1,1,0.99,0.99,0.98,0.98,0.97,0.97,0.96,0.96,0.96,0.95,0.95,0.94,0.94,0.94,0.93,0.93,0.93,0.92,0.92,0.92,0.91,0.91,0.91,{"$error":"#N/A"},{"$error":"#N/A"},{"$error":"#N/A"},{"$error":"#N/A"},{"$error":"#N/A"},{"$error":"#N/A"},{"$error":"#N/A"},{"$error":"#N/A"},{"$error":"#N/A"},{"$error":"#N/A"}]
["R507",41,801,{"$error":"#N/A"},{"$error":"#N/A"},{"$error":"#N/A"},{"$error":"#N/A"},{"$error":"#N/A"},{"$error":"#N/A"},{"$error":"#N/A"},{"$error":"#N/A"},{"$error":"#N/A"},{"$error":"#N/A"},{"$error":"#N/A"},{"$error":"#N/A"},{"$error":"#N/A"},{"$error":"#N/A"},{"$error":"#N/A"},{"$error":"#N/A"},{"$error":"#N/A"},{"$error":"#N/A"},{"$error":"#N/A"},{"$error":"#N/A"},{"$error":"#N/A"},{"$error":"#N/A"},{"$error":"#N/A"},{"$error":"#N/A"},{"$error":"#N/A"},1.91,1.89,1.86,1.85,1.83,1.81,1.79,1.77,1.75,1.74,1.72,1.7,1.69,1.67,1.65,1.64,1.62,1.61,1.59,1.58,1.57,1.55,1.54,1.52,1.51,1.5,1.49,1.47,1.46,1.45,1.44,1.43,1.42,1.41,1.39,1.38,1.37,1.36,1.35,1.34,1.33,1.32,1.31,1.31,1.3,1.29,1.28,1.27,1.26,1.25,1.24,1.24,1.23,1.22,1.21,1.21,1.2,1.19,1.18,1.18,1.17,1.1599999999999999,1.1599999999999999,1.1499999999999999,1.1399999999999999,1.1399999999999999,1.1299999999999999,1.1200000000000001,1.1200000000000001,1.1100000000000001,1.1100000000000001,1.1000000000000001,1.1000000000000001,1.0900000000000001,1.08,1.08,1.07,1.07,1.06,1.06,1.05,1.05,1.04,1.04,1.04,1.03,1.03,1.02,1.02,1.01,1.01,1.01,1,1,0.99,0.99,{"$error":"#N/A"},{"$error":"#N/A"},{"$error":"#N/A"},{"$error":"#N/A"},{"$error":"#N/A"},{"$error":"#N/A"},{"$error":"#N/A"},{"$error":"#N/A"},{"$error":"#N/A"},{"$error":"#N/A"}]
["R507",42,802,{"$error":"#N/A"},{"$error":"#N/A"},{"$error":"#N/A"},{"$error":"#N/A"},{"$error":"#N/A"},{"$error":"#N/A"},{"$error":"#N/A"},{"$error":"#N/A"},{"$error":"#N/A"},{"$error":"#N/A"},{"$error":"#N/A"},{"$error":"#N/A"},{"$error":"#N/A"},{"$error":"#N/A"},{"$error":"#N/A"},{"$error":"#N/A"},{"$error":"#N/A"},{"$error":"#N/A"},{"$error":"#N/A"},{"$error":"#N/A"},{"$error":"#N/A"},{"$error":"#N/A"},{"$error":"#N/A"},{"$error":"#N/A"},{"$error":"#N/A"},1.97,1.95,1.93,1.91,1.89,1.87,1.85,1.83,1.81,1.79,1.77,1.75,1.74,1.72,1.7,1.69,1.67,1.66,1.64,1.62,1.61,1.6,1.58,1.57,1.55,1.54,1.53,1.51,1.5,1.49,1.48,1.46,1.45,1.44,1.43,1.42,1.41,1.4,1.39,1.38,1.37,1.36,1.35,1.34,1.33,1.32,1.31,1.3,1.29,1.28,1.27,1.27,1.26,1.25,1.24,1.23,1.23,1.22,1.21,1.2,1.2,1.19,1.18,1.17,1.17,1.1599999999999999,1.1599999999999999,1.1499999999999999,1.1399999999999999,1.1399999999999999,1.1299999999999999,1.1200000000000001,1.1200000000000001,1.1100000000000001,1.1100000000000001,1.1000000000000001,1.1000000000000001,1.0900000000000001,1.0900000000000001,1.08,1.07,1.07,1.07,1.06,1.06,1.05,1.05,1.04,1.04,1.03,1.03,1.03,1.02,1.02,1.01,1.01,{"$error":"#N/A"},{"$error":"#N/A"},{"$error":"#N/A"},{"$error":"#N/A"},{"$error":"#N/A"},{"$error":"#N/A"},{"$error":"#N/A"},{"$error":"#N/A"},{"$error":"#N/A"},{"$error":"#N/A"}]
["R507",48,808,{"$error":"#N/A"},{"$error":"#N/A"},{"$error":"#N/A"},{"$error":"#N/A"},{"$error":"#N/A"},{"$error":"#N/A"},{"$error":"#N/A"},{"$error":"#N/A"},{"$error":"#N/A"},{"$error":"#N/A"},{"$error":"#N/A"},{"$error":"#N/A"},{"$error":"#N/A"},{"$error":"#N/A"},{"$error":"#N/A"},{"$error":"#N/A"},{"$error":"#N/A"},{"$error":"#N/A"},{"$error":"#N/A"},{"$error":"#N/A"},{"$error":"#N/A"},{"$error":"#N/A"},{"$error":"#N/A"},{"$error":"#N/A"},{"$error":"#N/A"},2.48,2.4500000000000002,2.42,2.38,2.35,2.3199999999999998,2.29,2.2599999999999998,2.2400000000000002,2.21,2.1800000000000002,2.16,2.13,2.1,2.08,2.06,2.0299999999999998,2.0099999999999998,1.99,1.97,1.95,1.93,1.91,1.89,1.87,1.85,1.83,1.81,1.79,1.78,1.76,1.74,1.73,1.71,1.69,1.68,1.66,1.65,1.64,1.62,1.61,1.59,1.58,1.57,1.55,1.54,1.53,1.52,1.51,1.49,1.48,1.47,1.46,1.45,1.44,1.43,1.42,1.41,1.4,1.39,1.38,1.37,1.36,1.35,1.34,1.34,1.33,1.32,1.31,1.3,1.3,1.29,1.28,1.27,1.27,1.26,1.25,1.24,1.24,1.23,1.22,1.22,1.21,1.21,1.2,1.19,1.19,1.18,1.18,1.17,1.17,1.1599999999999999,1.1599999999999999,1.1499999999999999,1.1499999999999999,1.1399999999999999,{"$error":"#N/A"},{"$error":"#N/A"},{"$error":"#N/A"},{"$error":"#N/A"},{"$error":"#N/A"},{"$error":"#N/A"},{"$error":"#N/A"},{"$error":"#N/A"},{"$error":"#N/A"},{"$error":"#N/A"}]
["R507",53,813,{"$error":"#N/A"},{"$error":"#N/A"},{"$error":"#N/A"},{"$error":"#N/A"},{"$error":"#N/A"},{"$error":"#N/A"},{"$error":"#N/A"},{"$error":"#N/A"},{"$error":"#N/A"},{"$error":"#N/A"},{"$error":"#N/A"},{"$error":"#N/A"},{"$error":"#N/A"},{"$error":"#N/A"},{"$error":"#N/A"},{"$error":"#N/A"},{"$error":"#N/A"},{"$error":"#N/A"},{"$error":"#N/A"},{"$error":"#N/A"},{"$error":"#N/A"},{"$error":"#N/A"},{"$error":"#N/A"},{"$error":"#N/A"},{"$error":"#N/A"},3.21,3.16,3.1,3.05,3,2.95,2.91,2.86,2.82,2.77,2.73,2.69,2.65,2.62,2.58,2.54,2.5099999999999998,2.48,2.44,2.41,2.38,2.35,2.3199999999999998,2.29,2.2599999999999998,2.2400000000000002,2.21,2.1800000000000002,2.16,2.13,2.11,2.09,2.06,2.04,2.02,2,1.98,1.96,1.94,1.92,1.9,1.88,1.86,1.85,1.83,1.81,1.8,1.78,1.76,1.75,1.73,1.72,1.7,1.69,1.68,1.66,1.65,1.63,1.62,1.61,1.6,1.58,1.57,1.56,1.55,1.54,1.53,1.52,1.51,1.5,1.49,1.48,1.47,1.46,1.45,1.44,1.43,1.42,1.41,1.4,1.4,1.39,1.38,1.37,1.37,1.36,1.35,1.34,1.34,1.33,1.32,1.32,1.31,1.3,1.3,1.29,{"$error":"#N/A"},{"$error":"#N/A"},{"$error":"#N/A"},{"$error":"#N/A"},{"$error":"#N/A"},{"$error":"#N/A"},{"$error":"#N/A"},{"$error":"#N/A"},{"$error":"#N/A"},{"$error":"#N/A"}]
["R507",58,818,{"$error":"#N/A"},{"$error":"#N/A"},{"$error":"#N/A"},{"$error":"#N/A"},{"$error":"#N/A"},{"$error":"#N/A"},{"$error":"#N/A"},{"$error":"#N/A"},{"$error":"#N/A"},{"$error":"#N/A"},{"$error":"#N/A"},{"$error":"#N/A"},{"$error":"#N/A"},{"$error":"#N/A"},{"$error":"#N/A"},{"$error":"#N/A"},{"$error":"#N/A"},{"$error":"#N/A"},{"$error":"#N/A"},{"$error":"#N/A"},{"$error":"#N/A"},{"$error":"#N/A"},{"$error":"#N/A"},{"$error":"#N/A"},{"$error":"#N/A"},{"$error":"#N/A"},{"$error":"#N/A"},{"$error":"#N/A"},{"$error":"#N/A"},{"$error":"#N/A"},{"$error":"#N/A"},{"$error":"#N/A"},{"$error":"#N/A"},{"$error":"#N/A"},{"$error":"#N/A"},{"$error":"#N/A"},{"$error":"#N/A"},{"$error":"#N/A"},{"$error":"#N/A"},{"$error":"#N/A"},{"$error":"#N/A"},{"$error":"#N/A"},{"$error":"#N/A"},{"$error":"#N/A"},{"$error":"#N/A"},{"$error":"#N/A"},{"$error":"#N/A"},{"$error":"#N/A"},{"$error":"#N/A"},{"$error":"#N/A"},{"$error":"#N/A"},{"$error":"#N/A"},{"$error":"#N/A"},{"$error":"#N/A"},{"$error":"#N/A"},2.642902150426591,2.6084243445955657,2.5748345106731514,2.5420987803752473,2.510728433875705,2.4795926098079719,2.449736931996596,2.4200865267261844,2.3916384071090695,2.3638513322608805,2.3367025259060812,2.3101702462294589,2.284233727806162,2.2588731274000557,2.2344999298789761,2.2102257739797739,2.1868856564344497,2.1640333338443525,2.1416536724047801,2.1197321579367361,2.0986345704075067,2.077580551069846,2.0573096746623878,2.0374305404202171,2.0179319011783319,1.998802936241276,1.9803713517882309,1.9619446178433222,1.9441835098192597,1.9270612555785773,1.90992335903687,1.8933966752770417,1.8771535506752808,1.8611867494899501,1.8454892800878238,1.8303432190770008,1.8154437439060551,1.8007848813776217,1.7866360554724812,1.7727078318666887,1.7589950911681904,1.7457556278897906,1.7327139752087075,1.7198657327705589,1.7074579852873788,1.6952279836386313,1.6834162630384499,1.6717680028934523,1.660279833367484,1.6491829687246702,1.6382334561480261,1.6276567910276323,1.61721581872429,1.6071306313846834,1.5971704498102022,1.5875502581891687,1.5780452627666184,1.568865616351715,1.5600019688017062,1.5512379127972018,1.5427769902982409,{"$error":"#N/A"},{"$error":"#N/A"},{"$error":"#N/A"},{"$error":"#N/A"},{"$error":"#N/A"},{"$error":"#N/A"},{"$error":"#N/A"},{"$error":"#N/A"},{"$error":"#N/A"},{"$error":"#N/A"},{"$error":"#N/A"},{"$error":"#N/A"},{"$error":"#N/A"},{"$error":"#N/A"},{"$error":"#N/A"}]
["R507",62,822,{"$error":"#N/A"},{"$error":"#N/A"},{"$error":"#N/A"},{"$error":"#N/A"},{"$error":"#N/A"},{"$error":"#N/A"},{"$error":"#N/A"},{"$error":"#N/A"},{"$error":"#N/A"},{"$error":"#N/A"},{"$error":"#N/A"},{"$error":"#N/A"},{"$error":"#N/A"},{"$error":"#N/A"},{"$error":"#N/A"},{"$error":"#N/A"},{"$error":"#N/A"},{"$error":"#N/A"},{"$error":"#N/A"},{"$error":"#N/A"},{"$error":"#N/A"},{"$error":"#N/A"},{"$error":"#N/A"},{"$error":"#N/A"},{"$error":"#N/A"},{"$error":"#N/A"},{"$error":"#N/A"},{"$error":"#N/A"},{"$error":"#N/A"},{"$error":"#N/A"},{"$error":"#N/A"},{"$error":"#N/A"},{"$error":"#N/A"},{"$error":"#N/A"},{"$error":"#N/A"},{"$error":"#N/A"},{"$error":"#N/A"},{"$error":"#N/A"},{"$error":"#N/A"},{"$error":"#N/A"},{"$error":"#N/A"},{"$error":"#N/A"},{"$error":"#N/A"},{"$error":"#N/A"},{"$error":"#N/A"},{"$error":"#N/A"},{"$error":"#N/A"},{"$error":"#N/A"},{"$error":"#N/A"},{"$error":"#N/A"},{"$error":"#N/A"},{"$error":"#N/A"},{"$error":"#N/A"},{"$error":"#N/A"},{"$error":"#N/A"},{"$error":"#N/A"},{"$error":"#N/A"},{"$error":"#N/A"},{"$error":"#N/A"},{"$error":"#N/A"},{"$error":"#N/A"},{"$error":"#N/A"},{"$error":"#N/A"},{"$error":"#N/A"},{"$error":"#N/A"},{"$error":"#N/A"},{"$error":"#N/A"},{"$error":"#N/A"},{"$error":"#N/A"},{"$error":"#N/A"},{"$error":"#N/A"},{"$error":"#N/A"},{"$error":"#N/A"},{"$error":"#N/A"},{"$error":"#N/A"},{"$error":"#N/A"},{"$error":"#N/A"},{"$error":"#N/A"},{"$error":"#N/A"},{"$error":"#N/A"},{"$error":"#N/A"},{"$error":"#N/A"},{"$error":"#N/A"},{"$error":"#N/A"},{"$error":"#N/A"},{"$error":"#N/A"},{"$error":"#N/A"},{"$error":"#N/A"},{"$error":"#N/A"},{"$error":"#N/A"},{"$error":"#N/A"},{"$error":"#N/A"},{"$error":"#N/A"},{"$error":"#N/A"},{"$error":"#N/A"},{"$error":"#N/A"},{"$error":"#N/A"},{"$error":"#N/A"},{"$error":"#N/A"},{"$error":"#N/A"},{"$error":"#N/A"},{"$error":"#N/A"},{"$error":"#N/A"},{"$error":"#N/A"},{"$error":"#N/A"},{"$error":"#N/A"},{"$error":"#N/A"},{"$error":"#N/A"},{"$error":"#N/A"},{"$error":"#N/A"},{"$error":"#N/A"},{"$error":"#N/A"},{"$error":"#N/A"},{"$error":"#N/A"},{"$error":"#N/A"},{"$error":"#N/A"},{"$error":"#N/A"},{"$error":"#N/A"},{"$error":"#N/A"},{"$error":"#N/A"},{"$error":"#N/A"},{"$error":"#N/A"},{"$error":"#N/A"},{"$error":"#N/A"},{"$error":"#N/A"},{"$error":"#N/A"},{"$error":"#N/A"},{"$error":"#N/A"},{"$error":"#N/A"},{"$error":"#N/A"},{"$error":"#N/A"}]
["R507",65,825,{"$error":"#N/A"},{"$error":"#N/A"},{"$error":"#N/A"},{"$error":"#N/A"},{"$error":"#N/A"},{"$error":"#N/A"},{"$error":"#N/A"},{"$error":"#N/A"},{"$error":"#N/A"},{"$error":"#N/A"},{"$error":"#N/A"},{"$error":"#N/A"},{"$error":"#N/A"},{"$error":"#N/A"},{"$error":"#N/A"},{"$error":"#N/A"},{"$error":"#N/A"},{"$error":"#N/A"},{"$error":"#N/A"},{"$error":"#N/A"},{"$error":"#N/A"},{"$error":"#N/A"},{"$error":"#N/A"},{"$error":"#N/A"},{"$error":"#N/A"},{"$error":"#N/A"},{"$error":"#N/A"},{"$error":"#N/A"},{"$error":"#N/A"},{"$error":"#N/A"},{"$error":"#N/A"},{"$error":"#N/A"},{"$error":"#N/A"},{"$error":"#N/A"},{"$error":"#N/A"},{"$error":"#N/A"},{"$error":"#N/A"},{"$error":"#N/A"},{"$error":"#N/A"},{"$error":"#N/A"},{"$error":"#N/A"},{"$error":"#N/A"},{"$error":"#N/A"},{"$error":"#N/A"},{"$error":"#N/A"},{"$error":"#N/A"},{"$error":"#N/A"},{"$error":"#N/A"},{"$error":"#N/A"},{"$error":"#N/A"},{"$error":"#N/A"},{"$error":"#N/A"},{"$error":"#N/A"},{"$error":"#N/A"},{"$error":"#N/A"},{"$error":"#N/A"},{"$error":"#N/A"},{"$error":"#N/A"},{"$error":"#N/A"},{"$error":"#N/A"},{"$error":"#N/A"},{"$error":"#N/A"},{"$error":"#N/A"},{"$error":"#N/A"},{"$error":"#N/A"},{"$error":"#N/A"},{"$error":"#N/A"},{"$error":"#N/A"},{"$error":"#N/A"},{"$error":"#N/A"},{"$error":"#N/A"},{"$error":"#N/A"},{"$error":"#N/A"},{"$error":"#N/A"},{"$error":"#N/A"},{"$error":"#N/A"},{"$error":"#N/A"},{"$error":"#N/A"},{"$error":"#N/A"},{"$error":"#N/A"},{"$error":"#N/A"},{"$error":"#N/A"},{"$error":"#N/A"},{"$error":"#N/A"},{"$error":"#N/A"},{"$error":"#N/A"},{"$error":"#N/A"},{"$error":"#N/A"},{"$error":"#N/A"},{"$error":"#N/A"},{"$error":"#N/A"},{"$error":"#N/A"},{"$error":"#N/A"},{"$error":"#N/A"},{"$error":"#N/A"},{"$error":"#N/A"},{"$error":"#N/A"},{"$error":"#N/A"},{"$error":"#N/A"},{"$error":"#N/A"},{"$error":"#N/A"},{"$error":"#N/A"},{"$error":"#N/A"},{"$error":"#N/A"},{"$error":"#N/A"},{"$error":"#N/A"},{"$error":"#N/A"},{"$error":"#N/A"},{"$error":"#N/A"},{"$error":"#N/A"},{"$error":"#N/A"},{"$error":"#N/A"},{"$error":"#N/A"},{"$error":"#N/A"},{"$error":"#N/A"},{"$error":"#N/A"},{"$error":"#N/A"},{"$error":"#N/A"},{"$error":"#N/A"},{"$error":"#N/A"},{"$error":"#N/A"},{"$error":"#N/A"},{"$error":"#N/A"},{"$error":"#N/A"},{"$error":"#N/A"},{"$error":"#N/A"},{"$error":"#N/A"},{"$error":"#N/A"},{"$error":"#N/A"},{"$error":"#N/A"},{"$error":"#N/A"}]
["R744",-36,834,{"$error":"#N/A"},{"$error":"#N/A"},{"$error":"#N/A"},{"$error":"#N/A"},{"$error":"#N/A"},{"$error":"#N/A"},{"$error":"#N/A"},{"$error":"#N/A"},{"$error":"#N/A"},{"$error":"#N/A"},{"$error":"#N/A"},{"$error":"#N/A"},{"$error":"#N/A"},{"$error":"#N/A"},{"$error":"#N/A"},{"$error":"#N/A"},{"$error":"#N/A"},{"$error":"#N/A"},{"$error":"#N/A"},{"$error":"#N/A"},{"$error":"#N/A"},{"$error":"#N/A"},{"$error":"#N/A"},{"$error":"#N/A"},{"$error":"#N/A"},{"$error":"#N/A"},{"$error":"#N/A"},{"$error":"#N/A"},{"$error":"#N/A"},{"$error":"#N/A"},{"$error":"#N/A"},{"$error":"#N/A"},{"$error":"#N/A"},{"$error":"#N/A"},{"$error":"#N/A"},{"$error":"#N/A"},{"$error":"#N/A"},{"$error":"#N/A"},{"$error":"#N/A"},{"$error":"#N/A"},{"$error":"#N/A"},{"$error":"#N/A"},{"$error":"#N/A"},{"$error":"#N/A"},{"$error":"#N/A"},{"$error":"#N/A"},{"$error":"#N/A"},{"$error":"#N/A"},{"$error":"#N/A"},{"$error":"#N/A"},0.79379686970864904,0.79379686970864904,0.79379686970864904,0.79379686970864904,0.79379686970864904,0.78982519487069935,{"$error":"#N/A"},{"$error":"#N/A"},{"$error":"#N/A"},{"$error":"#N/A"},{"$error":"#N/A"},{"$error":"#N/A"},{"$error":"#N/A"},{"$error":"#N/A"},{"$error":"#N/A"},{"$error":"#N/A"},{"$error":"#N/A"},{"$error":"#N/A"},{"$error":"#N/A"},{"$error":"#N/A"},{"$error":"#N/A"},{"$error":"#N/A"},{"$error":"#N/A"},{"$error":"#N/A"},{"$error":"#N/A"},{"$error":"#N/A"},{"$error":"#N/A"},{"$error":"#N/A"},{"$error":"#N/A"},{"$error":"#N/A"},{"$error":"#N/A"},{"$error":"#N/A"},{"$error":"#N/A"},{"$error":"#N/A"},{"$error":"#N/A"},{"$error":"#N/A"},{"$error":"#N/A"},{"$error":"#N/A"},{"$error":"#N/A"},{"$error":"#N/A"},{"$error":"#N/A"},{"$error":"#N/A"},{"$error":"#N/A"},{"$error":"#N/A"},{"$error":"#N/A"},{"$error":"#N/A"},{"$error":"#N/A"},{"$error":"#N/A"},{"$error":"#N/A"},{"$error":"#N/A"},{"$error":"#N/A"},{"$error":"#N/A"},{"$error":"#N/A"},{"$error":"#N/A"},{"$error":"#N/A"},{"$error":"#N/A"},{"$error":"#N/A"},{"$error":"#N/A"},{"$error":"#N/A"},{"$error":"#N/A"},{"$error":"#N/A"},{"$error":"#N/A"},{"$error":"#N/A"},{"$error":"#N/A"},{"$error":"#N/A"},{"$error":"#N/A"},{"$error":"#N/A"},{"$error":"#N/A"},{"$error":"#N/A"},{"$error":"#N/A"},{"$error":"#N/A"},{"$error":"#N/A"},{"$error":"#N/A"},{"$error":"#N/A"},{"$error":"#N/A"},{"$error":"#N/A"},{"$error":"#N/A"},{"$error":"#N/A"},{"$error":"#N/A"},{"$error":"#N/A"},{"$error":"#N/A"}]
["R744",-30,840,{"$error":"#N/A"},{"$error":"#N/A"},{"$error":"#N/A"},{"$error":"#N/A"},{"$error":"#N/A"},{"$error":"#N/A"},{"$error":"#N/A"},{"$error":"#N/A"},{"$error":"#N/A"},{"$error":"#N/A"},{"$error":"#N/A"},{"$error":"#N/A"},{"$error":"#N/A"},{"$error":"#N/A"},{"$error":"#N/A"},{"$error":"#N/A"},{"$error":"#N/A"},{"$error":"#N/A"},{"$error":"#N/A"},{"$error":"#N/A"},{"$error":"#N/A"},{"$error":"#N/A"},{"$error":"#N/A"},{"$error":"#N/A"},{"$error":"#N/A"},{"$error":"#N/A"},{"$error":"#N/A"},{"$error":"#N/A"},{"$error":"#N/A"},{"$error":"#N/A"},{"$error":"#N/A"},{"$error":"#N/A"},{"$error":"#N/A"},{"$error":"#N/A"},{"$error":"#N/A"},{"$error":"#N/A"},{"$error":"#N/A"},{"$error":"#N/A"},{"$error":"#N/A"},{"$error":"#N/A"},{"$error":"#N/A"},{"$error":"#N/A"},{"$error":"#N/A"},{"$error":"#N/A"},{"$error":"#N/A"},{"$error":"#N/A"},{"$error":"#N/A"},{"$error":"#N/A"},{"$error":"#N/A"},{"$error":"#N/A"},0.82815649683630377,0.82815649683630377,0.82815649683630377,0.82815649683630377,0.82815649683630377,0.82387583331512348,0.82387583331512348,0.82387583331512348,0.82387583331512348,0.82387583331512348,0.82034681277794563,0.82034681277794563,0.82034681277794563,0.82034681277794563,0.82034681277794563,0.81757775543122024,{"$error":"#N/A"},{"$error":"#N/A"},{"$error":"#N/A"},{"$error":"#N/A"},{"$error":"#N/A"},{"$error":"#N/A"},{"$error":"#N/A"},{"$error":"#N/A"},{"$error":"#N/A"},{"$error":"#N/A"},{"$error":"#N/A"},{"$error":"#N/A"},{"$error":"#N/A"},{"$error":"#N/A"},{"$error":"#N/A"},{"$error":"#N/A"},{"$error":"#N/A"},{"$error":"#N/A"},{"$error":"#N/A"},{"$error":"#N/A"},{"$error":"#N/A"},{"$error":"#N/A"},{"$error":"#N/A"},{"$error":"#N/A"},{"$error":"#N/A"},{"$error":"#N/A"},{"$error":"#N/A"},{"$error":"#N/A"},{"$error":"#N/A"},{"$error":"#N/A"},{"$error":"#N/A"},{"$error":"#N/A"},{"$error":"#N/A"},{"$error":"#N/A"},{"$error":"#N/A"},{"$error":"#N/A"},{"$error":"#N/A"},{"$error":"#N/A"},{"$error":"#N/A"},{"$error":"#N/A"},{"$error":"#N/A"},{"$error":"#N/A"},{"$error":"#N/A"},{"$error":"#N/A"},{"$error":"#N/A"},{"$error":"#N/A"},{"$error":"#N/A"},{"$error":"#N/A"},{"$error":"#N/A"},{"$error":"#N/A"},{"$error":"#N/A"},{"$error":"#N/A"},{"$error":"#N/A"},{"$error":"#N/A"},{"$error":"#N/A"},{"$error":"#N/A"},{"$error":"#N/A"},{"$error":"#N/A"},{"$error":"#N/A"},{"$error":"#N/A"},{"$error":"#N/A"},{"$error":"#N/A"},{"$error":"#N/A"},{"$error":"#N/A"},{"$error":"#N/A"}]
["R744",-29,841,{"$error":"#N/A"},{"$error":"#N/A"},{"$error":"#N/A"},{"$error":"#N/A"},{"$error":"#N/A"},{"$error":"#N/A"},{"$error":"#N/A"},{"$error":"#N/A"},{"$error":"#N/A"},{"$error":"#N/A"},{"$error":"#N/A"},{"$error":"#N/A"},{"$error":"#N/A"},{"$error":"#N/A"},{"$error":"#N/A"},{"$error":"#N/A"},{"$error":"#N/A"},{"$error":"#N/A"},{"$error":"#N/A"},{"$error":"#N/A"},{"$error":"#N/A"},{"$error":"#N/A"},{"$error":"#N/A"},{"$error":"#N/A"},{"$error":"#N/A"},{"$error":"#N/A"},{"$error":"#N/A"},{"$error":"#N/A"},{"$error":"#N/A"},{"$error":"#N/A"},{"$error":"#N/A"},{"$error":"#N/A"},{"$error":"#N/A"},{"$error":"#N/A"},{"$error":"#N/A"},{"$error":"#N/A"},{"$error":"#N/A"},{"$error":"#N/A"},{"$error":"#N/A"},{"$error":"#N/A"},{"$error":"#N/A"},{"$error":"#N/A"},{"$error":"#N/A"},{"$error":"#N/A"},{"$error":"#N/A"},{"$error":"#N/A"},{"$error":"#N/A"},{"$error":"#N/A"},{"$error":"#N/A"},{"$error":"#N/A"},0.83772638484266582,0.83772638484266582,0.83772638484266582,0.83772638484266582,0.83772638484266582,0.83335675041968515,0.83335675041968515,0.83335675041968515,0.83335675041968515,0.83335675041968515,0.82975470097435666,0.82975470097435666,0.82975470097435666,0.82975470097435666,0.82975470097435666,0.82692854338279898,{"$error":"#N/A"},{"$error":"#N/A"},{"$error":"#N/A"},{"$error":"#N/A"},{"$error":"#N/A"},{"$error":"#N/A"},{"$error":"#N/A"},{"$error":"#N/A"},{"$error":"#N/A"},{"$error":"#N/A"},{"$error":"#N/A"},{"$error":"#N/A"},{"$error":"#N/A"},{"$error":"#N/A"},{"$error":"#N/A"},{"$error":"#N/A"},{"$error":"#N/A"},{"$error":"#N/A"},{"$error":"#N/A"},{"$error":"#N/A"},{"$error":"#N/A"},{"$error":"#N/A"},{"$error":"#N/A"},{"$error":"#N/A"},{"$error":"#N/A"},{"$error":"#N/A"},{"$error":"#N/A"},{"$error":"#N/A"},{"$error":"#N/A"},{"$error":"#N/A"},{"$error":"#N/A"},{"$error":"#N/A"},{"$error":"#N/A"},{"$error":"#N/A"},{"$error":"#N/A"},{"$error":"#N/A"},{"$error":"#N/A"},{"$error":"#N/A"},{"$error":"#N/A"},{"$error":"#N/A"},{"$error":"#N/A"},{"$error":"#N/A"},{"$error":"#N/A"},{"$error":"#N/A"},{"$error":"#N/A"},{"$error":"#N/A"},{"$error":"#N/A"},{"$error":"#N/A"},{"$error":"#N/A"},{"$error":"#N/A"},{"$error":"#N/A"},{"$error":"#N/A"},{"$error":"#N/A"},{"$error":"#N/A"},{"$error":"#N/A"},{"$error":"#N/A"},{"$error":"#N/A"},{"$error":"#N/A"},{"$error":"#N/A"},{"$error":"#N/A"},{"$error":"#N/A"},{"$error":"#N/A"},{"$error":"#N/A"},{"$error":"#N/A"},{"$error":"#N/A"}]
["R744",-24,846,{"$error":"#N/A"},{"$error":"#N/A"},{"$error":"#N/A"},{"$error":"#N/A"},{"$error":"#N/A"},{"$error":"#N/A"},{"$error":"#N/A"},{"$error":"#N/A"},{"$error":"#N/A"},{"$error":"#N/A"},{"$error":"#N/A"},{"$error":"#N/A"},{"$error":"#N/A"},{"$error":"#N/A"},{"$error":"#N/A"},{"$error":"#N/A"},{"$error":"#N/A"},{"$error":"#N/A"},{"$error":"#N/A"},{"$error":"#N/A"},{"$error":"#N/A"},{"$error":"#N/A"},{"$error":"#N/A"},{"$error":"#N/A"},{"$error":"#N/A"},{"$error":"#N/A"},{"$error":"#N/A"},{"$error":"#N/A"},{"$error":"#N/A"},{"$error":"#N/A"},{"$error":"#N/A"},{"$error":"#N/A"},{"$error":"#N/A"},{"$error":"#N/A"},{"$error":"#N/A"},{"$error":"#N/A"},{"$error":"#N/A"},{"$error":"#N/A"},{"$error":"#N/A"},{"$error":"#N/A"},{"$error":"#N/A"},{"$error":"#N/A"},{"$error":"#N/A"},{"$error":"#N/A"},{"$error":"#N/A"},{"$error":"#N/A"},{"$error":"#N/A"},{"$error":"#N/A"},{"$error":"#N/A"},{"$error":"#N/A"},0.87707034292320496,0.87707034292320496,0.87707034292320496,0.87707034292320496,0.87707034292320496,0.87233137410725825,0.87233137410725825,0.87233137410725825,0.87233137410725825,0.87233137410725825,0.86842621057961855,0.86842621057961855,0.86842621057961855,0.86842621057961855,0.86842621057961855,0.86536307905618859,0.86536307905618859,0.86536307905618859,0.86536307905618859,0.86536307905618859,0.86327340629505689,{"$error":"#N/A"},{"$error":"#N/A"},{"$error":"#N/A"},{"$error":"#N/A"},{"$error":"#N/A"},{"$error":"#N/A"},{"$error":"#N/A"},{"$error":"#N/A"},{"$error":"#N/A"},{"$error":"#N/A"},{"$error":"#N/A"},{"$error":"#N/A"},{"$error":"#N/A"},{"$error":"#N/A"},{"$error":"#N/A"},{"$error":"#N/A"},{"$error":"#N/A"},{"$error":"#N/A"},{"$error":"#N/A"},{"$error":"#N/A"},{"$error":"#N/A"},{"$error":"#N/A"},{"$error":"#N/A"},{"$error":"#N/A"},{"$error":"#N/A"},{"$error":"#N/A"},{"$error":"#N/A"},{"$error":"#N/A"},{"$error":"#N/A"},{"$error":"#N/A"},{"$error":"#N/A"},{"$error":"#N/A"},{"$error":"#N/A"},{"$error":"#N/A"},{"$error":"#N/A"},{"$error":"#N/A"},{"$error":"#N/A"},{"$error":"#N/A"},{"$error":"#N/A"},{"$error":"#N/A"},{"$error":"#N/A"},{"$error":"#N/A"},{"$error":"#N/A"},{"$error":"#N/A"},{"$error":"#N/A"},{"$error":"#N/A"},{"$error":"#N/A"},{"$error":"#N/A"},{"$error":"#N/A"},{"$error":"#N/A"},{"$error":"#N/A"},{"$error":"#N/A"},{"$error":"#N/A"},{"$error":"#N/A"},{"$error":"#N/A"},{"$error":"#N/A"},{"$error":"#N/A"},{"$error":"#N/A"},{"$error":"#N/A"},{"$error":"#N/A"}]
["R744",-21,849,{"$error":"#N/A"},{"$error":"#N/A"},{"$error":"#N/A"},{"$error":"#N/A"},{"$error":"#N/A"},{"$error":"#N/A"},{"$error":"#N/A"},{"$error":"#N/A"},{"$error":"#N/A"},{"$error":"#N/A"},{"$error":"#N/A"},{"$error":"#N/A"},{"$error":"#N/A"},{"$error":"#N/A"},{"$error":"#N/A"},{"$error":"#N/A"},{"$error":"#N/A"},{"$error":"#N/A"},{"$error":"#N/A"},{"$error":"#N/A"},{"$error":"#N/A"},{"$error":"#N/A"},{"$error":"#N/A"},{"$error":"#N/A"},{"$error":"#N/A"},{"$error":"#N/A"},{"$error":"#N/A"},{"$error":"#N/A"},{"$error":"#N/A"},{"$error":"#N/A"},{"$error":"#N/A"},{"$error":"#N/A"},{"$error":"#N/A"},{"$error":"#N/A"},{"$error":"#N/A"},{"$error":"#N/A"},{"$error":"#N/A"},{"$error":"#N/A"},{"$error":"#N/A"},{"$error":"#N/A"},{"$error":"#N/A"},{"$error":"#N/A"},{"$error":"#N/A"},{"$error":"#N/A"},{"$error":"#N/A"},{"$error":"#N/A"},{"$error":"#N/A"},{"$error":"#N/A"},{"$error":"#N/A"},{"$error":"#N/A"},0.90897322510756395,0.90897322510756395,0.90897322510756395,0.90897322510756395,0.90897322510756395,0.90392699122892217,0.90392699122892217,0.90392699122892217,0.90392699122892217,0.90392699122892217,0.89976974562770562,0.89976974562770562,0.89976974562770562,0.89976974562770562,0.89976974562770562,0.89650959451214918,0.89650959451214918,0.89650959451214918,0.89650959451214918,0.89650959451214918,0.89428587204959076,{"$error":"#N/A"},{"$error":"#N/A"},{"$error":"#N/A"},{"$error":"#N/A"},{"$error":"#N/A"},{"$error":"#N/A"},{"$error":"#N/A"},{"$error":"#N/A"},{"$error":"#N/A"},{"$error":"#N/A"},{"$error":"#N/A"},{"$error":"#N/A"},{"$error":"#N/A"},{"$error":"#N/A"},{"$error":"#N/A"},{"$error":"#N/A"},{"$error":"#N/A"},{"$error":"#N/A"},{"$error":"#N/A"},{"$error":"#N/A"},{"$error":"#N/A"},{"$error":"#N/A"},{"$error":"#N/A"},{"$error":"#N/A"},{"$error":"#N/A"},{"$error":"#N/A"},{"$error":"#N/A"},{"$error":"#N/A"},{"$error":"#N/A"},{"$error":"#N/A"},{"$error":"#N/A"},{"$error":"#N/A"},{"$error":"#N/A"},{"$error":"#N/A"},{"$error":"#N/A"},{"$error":"#N/A"},{"$error":"#N/A"},{"$error":"#N/A"},{"$error":"#N/A"},{"$error":"#N/A"},{"$error":"#N/A"},{"$error":"#N/A"},{"$error":"#N/A"},{"$error":"#N/A"},{"$error":"#N/A"},{"$error":"#N/A"},{"$error":"#N/A"},{"$error":"#N/A"},{"$error":"#N/A"},{"$error":"#N/A"},{"$error":"#N/A"},{"$error":"#N/A"},{"$error":"#N/A"},{"$error":"#N/A"},{"$error":"#N/A"},{"$error":"#N/A"},{"$error":"#N/A"},{"$error":"#N/A"},{"$error":"#N/A"},{"$error":"#N/A"}]
["R744",-13,857,{"$error":"#N/A"},{"$error":"#N/A"},{"$error":"#N/A"},{"$error":"#N/A"},{"$error":"#N/A"},{"$error":"#N/A"},{"$error":"#N/A"},{"$error":"#N/A"},{"$error":"#N/A"},{"$error":"#N/A"},{"$error":"#N/A"},{"$error":"#N/A"},{"$error":"#N/A"},{"$error":"#N/A"},{"$error":"#N/A"},{"$error":"#N/A"},{"$error":"#N/A"},{"$error":"#N/A"},{"$error":"#N/A"},{"$error":"#N/A"},{"$error":"#N/A"},{"$error":"#N/A"},{"$error":"#N/A"},{"$error":"#N/A"},{"$error":"#N/A"},{"$error":"#N/A"},{"$error":"#N/A"},{"$error":"#N/A"},{"$error":"#N/A"},{"$error":"#N/A"},{"$error":"#N/A"},{"$error":"#N/A"},{"$error":"#N/A"},{"$error":"#N/A"},{"$error":"#N/A"},{"$error":"#N/A"},{"$error":"#N/A"},{"$error":"#N/A"},{"$error":"#N/A"},{"$error":"#N/A"},{"$error":"#N/A"},{"$error":"#N/A"},{"$error":"#N/A"},{"$error":"#N/A"},{"$error":"#N/A"},{"$error":"#N/A"},{"$error":"#N/A"},{"$error":"#N/A"},{"$error":"#N/A"},{"$error":"#N/A"},0.98392298520149779,0.98392298520149779,0.98392298520149779,0.98392298520149779,0.98392298520149779,0.97811602791770924,0.97811602791770924,0.97811602791770924,0.97811602791770924,0.97811602791770924,0.97333516972183021,0.97333516972183021,0.97333516972183021,0.97333516972183021,0.97333516972183021,0.96958793003770105,0.96958793003770105,0.96958793003770105,0.96958793003770105,0.96958793003770105,0.96703295321645266,0.96703295321645266,0.96703295321645266,0.96703295321645266,0.96703295321645266,0.96579681887642732,0.96579681887642732,0.96579681887642732,0.96579681887642732,0.96579681887642732,0.96597840501648113,{"$error":"#N/A"},{"$error":"#N/A"},{"$error":"#N/A"},{"$error":"#N/A"},{"$error":"#N/A"},{"$error":"#N/A"},{"$error":"#N/A"},{"$error":"#N/A"},{"$error":"#N/A"},{"$error":"#N/A"},{"$error":"#N/A"},{"$error":"#N/A"},{"$error":"#N/A"},{"$error":"#N/A"},{"$error":"#N/A"},{"$error":"#N/A"},{"$error":"#N/A"},{"$error":"#N/A"},{"$error":"#N/A"},{"$error":"#N/A"},{"$error":"#N/A"},{"$error":"#N/A"},{"$error":"#N/A"},{"$error":"#N/A"},{"$error":"#N/A"},{"$error":"#N/A"},{"$error":"#N/A"},{"$error":"#N/A"},{"$error":"#N/A"},{"$error":"#N/A"},{"$error":"#N/A"},{"$error":"#N/A"},{"$error":"#N/A"},{"$error":"#N/A"},{"$error":"#N/A"},{"$error":"#N/A"},{"$error":"#N/A"},{"$error":"#N/A"},{"$error":"#N/A"},{"$error":"#N/A"},{"$error":"#N/A"},{"$error":"#N/A"},{"$error":"#N/A"},{"$error":"#N/A"},{"$error":"#N/A"},{"$error":"#N/A"},{"$error":"#N/A"},{"$error":"#N/A"},{"$error":"#N/A"},{"$error":"#N/A"}]
["R744",-12,858,{"$error":"#N/A"},{"$error":"#N/A"},{"$error":"#N/A"},{"$error":"#N/A"},{"$error":"#N/A"},{"$error":"#N/A"},{"$error":"#N/A"},{"$error":"#N/A"},{"$error":"#N/A"},{"$error":"#N/A"},{"$error":"#N/A"},{"$error":"#N/A"},{"$error":"#N/A"},{"$error":"#N/A"},{"$error":"#N/A"},{"$error":"#N/A"},{"$error":"#N/A"},{"$error":"#N/A"},{"$error":"#N/A"},{"$error":"#N/A"},{"$error":"#N/A"},{"$error":"#N/A"},{"$error":"#N/A"},{"$error":"#N/A"},{"$error":"#N/A"},{"$error":"#N/A"},{"$error":"#N/A"},{"$error":"#N/A"},{"$error":"#N/A"},{"$error":"#N/A"},{"$error":"#N/A"},{"$error":"#N/A"},{"$error":"#N/A"},{"$error":"#N/A"},{"$error":"#N/A"},{"$error":"#N/A"},{"$error":"#N/A"},{"$error":"#N/A"},{"$error":"#N/A"},{"$error":"#N/A"},{"$error":"#N/A"},{"$error":"#N/A"},{"$error":"#N/A"},{"$error":"#N/A"},{"$error":"#N/A"},{"$error":"#N/A"},{"$error":"#N/A"},{"$error":"#N/A"},{"$error":"#N/A"},{"$error":"#N/A"},0.99749315796431415,0.99749315796431415,0.99749315796431415,0.99749315796431415,0.99749315796431415,0.99154489952326097,0.99154489952326097,0.99154489952326097,0.99154489952326097,0.99154489952326097,0.98664825297102965,0.98664825297102965,0.98664825297102965,0.98664825297102965,0.98664825297102965,0.98281060215972715,0.98281060215972715,0.98281060215972715,0.98281060215972715,0.98281060215972715,0.98019415367075513,0.98019415367075513,0.98019415367075513,0.98019415367075513,0.98019415367075513,0.97892832888585457,0.97892832888585457,0.97892832888585457,0.97892832888585457,0.97892832888585457,0.97911427444378629,{"$error":"#N/A"},{"$error":"#N/A"},{"$error":"#N/A"},{"$error":"#N/A"},{"$error":"#N/A"},{"$error":"#N/A"},{"$error":"#N/A"},{"$error":"#N/A"},{"$error":"#N/A"},{"$error":"#N/A"},{"$error":"#N/A"},{"$error":"#N/A"},{"$error":"#N/A"},{"$error":"#N/A"},{"$error":"#N/A"},{"$error":"#N/A"},{"$error":"#N/A"},{"$error":"#N/A"},{"$error":"#N/A"},{"$error":"#N/A"},{"$error":"#N/A"},{"$error":"#N/A"},{"$error":"#N/A"},{"$error":"#N/A"},{"$error":"#N/A"},{"$error":"#N/A"},{"$error":"#N/A"},{"$error":"#N/A"},{"$error":"#N/A"},{"$error":"#N/A"},{"$error":"#N/A"},{"$error":"#N/A"},{"$error":"#N/A"},{"$error":"#N/A"},{"$error":"#N/A"},{"$error":"#N/A"},{"$error":"#N/A"},{"$error":"#N/A"},{"$error":"#N/A"},{"$error":"#N/A"},{"$error":"#N/A"},{"$error":"#N/A"},{"$error":"#N/A"},{"$error":"#N/A"},{"$error":"#N/A"},{"$error":"#N/A"},{"$error":"#N/A"},{"$error":"#N/A"},{"$error":"#N/A"},{"$error":"#N/A"}]
["R744",-7,863,{"$error":"#N/A"},{"$error":"#N/A"},{"$error":"#N/A"},{"$error":"#N/A"},{"$error":"#N/A"},{"$error":"#N/A"},{"$error":"#N/A"},{"$error":"#N/A"},{"$error":"#N/A"},{"$error":"#N/A"},{"$error":"#N/A"},{"$error":"#N/A"},{"$error":"#N/A"},{"$error":"#N/A"},{"$error":"#N/A"},{"$error":"#N/A"},{"$error":"#N/A"},{"$error":"#N/A"},{"$error":"#N/A"},{"$error":"#N/A"},{"$error":"#N/A"},{"$error":"#N/A"},{"$error":"#N/A"},{"$error":"#N/A"},{"$error":"#N/A"},{"$error":"#N/A"},{"$error":"#N/A"},{"$error":"#N/A"},{"$error":"#N/A"},{"$error":"#N/A"},{"$error":"#N/A"},{"$error":"#N/A"},{"$error":"#N/A"},{"$error":"#N/A"},{"$error":"#N/A"},{"$error":"#N/A"},{"$error":"#N/A"},{"$error":"#N/A"},{"$error":"#N/A"},{"$error":"#N/A"},{"$error":"#N/A"},{"$error":"#N/A"},{"$error":"#N/A"},{"$error":"#N/A"},{"$error":"#N/A"},{"$error":"#N/A"},{"$error":"#N/A"},{"$error":"#N/A"},{"$error":"#N/A"},{"$error":"#N/A"},1.0577422096080551,1.0577422096080551,1.0577422096080551,1.0577422096080551,1.0577422096080551,1.0511453387249232,1.0511453387249232,1.0511453387249232,1.0511453387249232,1.0511453387249232,1.0457174780223517,1.0457174780223517,1.0457174780223517,1.0457174780223517,1.0457174780223517,1.0414652192287897,1.0414652192287897,1.0414652192287897,1.0414652192287897,1.0414652192287897,1.0385669641064028,1.0385669641064028,1.0385669641064028,1.0385669641064028,1.0385669641064028,1.0371650547139746,1.0371650547139746,1.0371650547139746,1.0371650547139746,1.0371650547139746,1.0373709803629738,1.0373709803629738,1.0373709803629738,1.0373709803629738,1.0373709803629738,1.0395174663240008,{"$error":"#N/A"},{"$error":"#N/A"},{"$error":"#N/A"},{"$error":"#N/A"},{"$error":"#N/A"},{"$error":"#N/A"},{"$error":"#N/A"},{"$error":"#N/A"},{"$error":"#N/A"},{"$error":"#N/A"},{"$error":"#N/A"},{"$error":"#N/A"},{"$error":"#N/A"},{"$error":"#N/A"},{"$error":"#N/A"},{"$error":"#N/A"},{"$error":"#N/A"},{"$error":"#N/A"},{"$error":"#N/A"},{"$error":"#N/A"},{"$error":"#N/A"},{"$error":"#N/A"},{"$error":"#N/A"},{"$error":"#N/A"},{"$error":"#N/A"},{"$error":"#N/A"},{"$error":"#N/A"},{"$error":"#N/A"},{"$error":"#N/A"},{"$error":"#N/A"},{"$error":"#N/A"},{"$error":"#N/A"},{"$error":"#N/A"},{"$error":"#N/A"},{"$error":"#N/A"},{"$error":"#N/A"},{"$error":"#N/A"},{"$error":"#N/A"},{"$error":"#N/A"},{"$error":"#N/A"},{"$error":"#N/A"},{"$error":"#N/A"},{"$error":"#N/A"},{"$error":"#N/A"},{"$error":"#N/A"}]
["R744",-1,869,{"$error":"#N/A"},{"$error":"#N/A"},{"$error":"#N/A"},{"$error":"#N/A"},{"$error":"#N/A"},{"$error":"#N/A"},{"$error":"#N/A"},{"$error":"#N/A"},{"$error":"#N/A"},{"$error":"#N/A"},{"$error":"#N/A"},{"$error":"#N/A"},{"$error":"#N/A"},{"$error":"#N/A"},{"$error":"#N/A"},{"$error":"#N/A"},{"$error":"#N/A"},{"$error":"#N/A"},{"$error":"#N/A"},{"$error":"#N/A"},{"$error":"#N/A"},{"$error":"#N/A"},{"$error":"#N/A"},{"$error":"#N/A"},{"$error":"#N/A"},{"$error":"#N/A"},{"$error":"#N/A"},{"$error":"#N/A"},{"$error":"#N/A"},{"$error":"#N/A"},{"$error":"#N/A"},{"$error":"#N/A"},{"$error":"#N/A"},{"$error":"#N/A"},{"$error":"#N/A"},{"$error":"#N/A"},{"$error":"#N/A"},{"$error":"#N/A"},{"$error":"#N/A"},{"$error":"#N/A"},{"$error":"#N/A"},{"$error":"#N/A"},{"$error":"#N/A"},{"$error":"#N/A"},{"$error":"#N/A"},{"$error":"#N/A"},{"$error":"#N/A"},{"$error":"#N/A"},{"$error":"#N/A"},{"$error":"#N/A"},1.1457183887173059,1.1457183887173059,1.1457183887173059,1.1457183887173059,1.1457183887173059,1.1381282553561398,1.1381282553561398,1.1381282553561398,1.1381282553561398,1.1381282553561398,1.1318875622956566,1.1318875622956566,1.1318875622956566,1.1318875622956566,1.1318875622956566,1.1270013031389701,1.1270013031389701,1.1270013031389701,1.1270013031389701,1.1270013031389701,1.1236723263806061,1.1236723263806061,1.1236723263806061,1.1236723263806061,1.1236723263806061,1.1220624806408102,1.1220624806408102,1.1220624806408102,1.1220624806408102,1.1220624806408102,1.1222989333066811,1.1222989333066811,1.1222989333066811,1.1222989333066811,1.1222989333066811,1.1247639615868055,1.1247639615868055,1.1247639615868055,1.1247639615868055,1.1247639615868055,1.1296787201157139,{"$error":"#N/A"},{"$error":"#N/A"},{"$error":"#N/A"},{"$error":"#N/A"},{"$error":"#N/A"},{"$error":"#N/A"},{"$error":"#N/A"},{"$error":"#N/A"},{"$error":"#N/A"},{"$error":"#N/A"},{"$error":"#N/A"},{"$error":"#N/A"},{"$error":"#N/A"},{"$error":"#N/A"},{"$error":"#N/A"},{"$error":"#N/A"},{"$error":"#N/A"},{"$error":"#N/A"},{"$error":"#N/A"},{"$error":"#N/A"},{"$error":"#N/A"},{"$error":"#N/A"},{"$error":"#N/A"},{"$error":"#N/A"},{"$error":"#N/A"},{"$error":"#N/A"},{"$error":"#N/A"},{"$error":"#N/A"},{"$error":"#N/A"},{"$error":"#N/A"},{"$error":"#N/A"},{"$error":"#N/A"},{"$error":"#N/A"},{"$error":"#N/A"},{"$error":"#N/A"},{"$error":"#N/A"},{"$error":"#N/A"},{"$error":"#N/A"},{"$error":"#N/A"},{"$error":"#N/A"}]
["R32",-47,883,0.71216540094135306,0.71087219692165793,0.70956326601070263,0.70825914651656996,0.70698007739716207,0.70570561977795576,0.70443574876467396,0.70317043964189996,0.70190966787147446,0.70067331458280058,0.6994413090950341,0.69819386252972482,0.69699025010597704,0.6957711512963014,0.69455630966797155,0.69336519538937302,0.69217815946787908,0.69101454148104557,0.68983553367643768,0.68867977214341558,0.68752787689562889,0.6863798285650673,0.68523560791286953,0.68411417159024712,0.68299639988922733,0.68190112806901126,0.68079057056891268,0.67970235634559728,0.67861761549679445,0.67755494505494507,0.67649559755328192,0.67543955743002682,0.6743868092204206,0.67335572118928666,0.67232778126107462,0.67132124775436874,0.67029950535413385,0.66931719496309161,0.66831964880903993,0.66734312850069,0.66636945772878331,0.66541657673213905,0.66446641700568465,0.66351896690879741,0.66259201547471924,0.66166765037291408,0.66074586079408459,0.65984428926880168,0.65896278088011329,0.65806606542504942,0.65720681109601087,0.65633233094712196,0.65547759527985971,0.65464245899028506,0.65379211621557132,0.65297855440826058,0.65216701483459816,0.65135748996408194,0.65054997230355305,0.64977869111602904,0.64899215830745749,0.64822456435461395,0.64747578168071196,0.64672872689130712,0.646000314317146,0.64527354072368592,0.64456524579881347,0.64385850411173473,0.64315331055884417,0.64248313231041754,0.6418143492856585,0.64114695713208725,0.64049758479198049,0.63984952652743543,0.63921934530751889,0.63860693940963231,0.63799570582300746,0.63740211407748171,0.63682606899400951,0.6362510641591208,0.63569348145475157,0.6351368751770492,0.63459757101687941,0.63407548334018926,0.63355425400739829,0.63306637917757591,0.63256303059837393,0.63209288020913434,0.63162342817630035,0.63117082533589253,0.63073500076722422,0.63031588632181557,0.62989732849772695,0.62949539294009549,0.62911001709052883,0.62874114107989598,0.62837269739356416,0.62803666921313972,0.62770100022906017,0.62738164890234283,0.62707856598016787,0.62679170478804513,0.62652102121173636,0.62626647368020116,0.6260280231495583,0.62578975412955773,0.62558340097402598,0.62539304189065825,0.62521864780591674,0.62506019210786412,0.62491765063599047,0.62479100167198665,0.62469604863221895,0.62460112444917182,0.62453785768548997,0.62449041602309274,0.6244587922521837,0.62444298156775357,0.6244587922521837,0.62449041602309274,0.62453785768548997,0.62461694314296567,0.62471187213455259,0.62483848901725314,0.62498099437433474,0.62515525588704979,0.62534547021983322,0.62556753329105896,0.62582151285239407,0.62609159220146227,0.62640963120999693]
["R32",-44,886,0.72217504611870809,0.72084526801893967,0.71949938736215657,0.71815852309125849,0.7168434820520273,0.71553324823024256,0.71422779531435521,0.71292709718448288,0.7116311279106674,0.71036032143782946,0.70909404559960898,0.70781196188726891,0.70657498925655349,0.70532216089455768,0.7040737674498273,0.70284981476204045,0.70163011009644105,0.7004345233023771,0.69922317985937854,0.69803577493490321,0.69685239602169979,0.69567302267855136,0.69449763460238789,0.69334570296027664,0.69219758630367667,0.69107262945527903,0.68993202226760297,0.6888144113950565,0.68770041546998295,0.68660913140311808,0.68552130527837229,0.6844369206860188,0.68335596131999676,0.6822972860818326,0.68124188603154434,0.68020850570908487,0.67915955278955775,0.67815112186537618,0.6771270900255334,0.67612468130602843,0.67512523610084585,0.67414716816094467,0.67317193001610387,0.67219950940310713,0.67124816286538558,0.67029950535413385,0.66935352548444882,0.66842832750630132,0.66752375023682575,0.66660360019460518,0.66572192080330395,0.66482464889344151,0.66394766596672594,0.66309082110017747,0.66221840345836802,0.66138374899436847,0.6605511958646918,0.65972073614380489,0.65889236194598055,0.65810118475824531,0.65729438729278822,0.65650704075385302,0.6557390125229321,0.65497277917939178,0.6542256883654306,0.65348029993905832,0.65275388402191459,0.65202908129543946,0.65130588639184506,0.65061861925238085,0.64993280101193773,0.6492484270934793,0.64858254878241206,0.64791803494023381,0.64727186835682238,0.64664394336654429,0.64601723550829038,0.64540863057074815,0.64481802970089941,0.64422850873755977,0.64365686248923448,0.64308622982451569,0.6425333472280117,0.64199812578092463,0.64146379525593011,0.64096366755028855,0.64044768755355896,0.63996574809279161,0.63948453340939138,0.63902059852312476,0.63857386981513131,0.63814427654729877,0.63771526089879516,0.6373032894906846,0.63690829739431354,0.63653022247457802,0.63615259614640562,0.63580819798917243,0.63546417252840692,0.6351368751770492,0.63482625482625488,0.63453226304414945,0.63425485405683435,0.63399398473046975,0.63374961455442491,0.63350543268860293,0.63329396055875098,0.63309888078858201,0.63292016321502809,0.63275778022936591,0.63261170676653167,0.63248192029543004,0.63238461538461543,0.63228734040916779,0.63222250704947458,0.63217389075436403,0.63214148404459813,0.63212528193561612,0.63214148404459813,0.63217389075436403,0.63222250704947458,0.632303550826817,0.63240083079053311,0.63253058398091866,0.63267661997845159,0.63285520002052809,0.63305012962345031,0.63327769931955324,0.63353797939839185,0.63381476151315796,0.63414069731564326]
["R32",-40,890,0.73603318610481072,0.73465193172678789,0.73325405083989881,0.73186147956912662,0.73049582370712629,0.72913525498891352,0.72777974504249288,0.72642926570645927,0.72508378902804727,0.72376452635285837,0.72245005565645326,0.7211192655185521,0.71983538614208153,0.71853513576506234,0.71723957424533236,0.71596946033036246,0.71470383679146854,0.71346331867623225,0.71220653209737506,0.7109746605552193,0.70974704308037639,0.70852365767473924,0.70730448249161137,0.70610971140632162,0.70491896990310687,0.70375231844771002,0.70256950774840476,0.70141061373073199,0.70025553662691642,0.69912407517646058,0.69799626422142969,0.69687208612359075,0.69575152335815837,0.69465412347904465,0.69356017997750274,0.69248911975291316,0.69140197919878887,0.69035689293212033,0.68929569591950823,0.68825696266115977,0.68722135532768613,0.68620795192120421,0.68519753292215357,0.68419008516658797,0.68320452090085593,0.68222179192830079,0.68124188603154434,0.68028355491807802,0.67934662847069194,0.67839361848439006,0.67748049664872001,0.67655127009381688,0.67564309782757581,0.67475582063418238,0.67385245901639346,0.67298823914645123,0.67212623317163556,0.67126643259573782,0.67040882896596721,0.66958977004316778,0.66875457577483122,0.6679395515112122,0.66714455745509615,0.66635145358262182,0.66557819457563094,0.66480672812550534,0.66405492730210014,0.66330482491528153,0.66255641521598962,0.66184521253756978,0.66113553506326406,0.66042737789203076,0.65973838375732274,0.65905082571749229,0.65838227442605446,0.65773261860948873,0.65708424361911855,0.65645461804631344,0.65584363781412058,0.65523379383634439,0.65464245899028506,0.65405219051660113,0.65348029993905832,0.65292669367008171,0.65237402459992067,0.65185674639883695,0.65132308667406125,0.65082464705106224,0.65032696972893156,0.64984717537942671,0.64938518655046218,0.64894092882515464,0.64849727853593131,0.64807126340130339,0.64766281512605051,0.64727186835682238,0.64688139327493055,0.64652528377067653,0.64616956612869425,0.64583115114695711,0.64550998508126789,0.64520601700457814,0.64491919878667436,0.64464948507501707,0.64439683327672248,0.64414437944003344,0.64392574606407149,0.64372406232871349,0.64353929652437114,0.64337141962748468,0.64322040528910107,0.64308622982451569,0.64298563495580996,0.64288507155331964,0.6428180467589335,0.64276778733385465,0.64273428541644939,0.64271753576733637,0.64273428541644939,0.64276778733385465,0.6428180467589335,0.64290182993587397,0.64300239858170827,0.64313653906331492,0.64328751401966666,0.64347213525360059,0.64367366113373004,0.64390893425930762,0.64417802852217521,0.64446418772374514,0.64480117127245151]
["R32",-35,895,0.75422018348623854,0.75276989286695362,0.75130228165839097,0.74984038186738011,0.74840687018267882,0.74697882908804547,0.74555622732769045,0.74413903388347458,0.74272721797265551,0.74134303234339305,0.73996399639963994,0.73856796334561137,0.73722125904226699,0.73585750089509483,0.73449877896241589,0.73316685989476504,0.73183976261127592,0.73053909952606633,0.72922148960704891,0.72793010832029748,0.72664329277275264,0.72536101879356485,0.72408326238219656,0.722831184056272,0.72158342842096013,0.72036101293921784,0.7191217634709588,0.71790766722943467,0.71669766360571896,0.71551248948330382,0.71433122863928633,0.71315386172396844,0.71198036951501154,0.71083121973714547,0.70968577348066297,0.70856436923607324,0.7074262111694346,0.70633215912019931,0.70522131991307335,0.7041340718323531,0.70305017103762824,0.70198958244385623,0.7009321889387824,0.69987797610601887,0.69884673146127907,0.6978185213479331,0.6967933323915807,0.69579078034192865,0.69481068289384718,0.69381382395138835,0.69285874817395221,0.69188688772933848,0.69093710603726011,0.69000923257700808,0.68906459544032184,0.68816094199056899,0.68725965557599056,0.68636072690841288,0.68546414674819345,0.68460791117279662,0.68373485625571795,0.68288293277217849,0.68205199115044246,0.68122306927411336,0.68041493089083238,0.67960870763295678,0.6788230760761863,0.67803925881123872,0.6772572495606326,0.67651415404871629,0.67577268741779928,0.67503284431793298,0.67431305536568698,0.67359479980335391,0.67289643129979271,0.67221783095750776,0.67154059794151277,0.67088297698710619,0.67024485691768354,0.66960794960903558,0.66899039765637713,0.66837398373983736,0.66777678498903426,0.66719870147436766,0.66662161796902453,0.66608150808869204,0.66552431323870687,0.66500390972578005,0.66448431943097308,0.66398341589489551,0.6635011164617578,0.66303734172110662,0.66257421486715207,0.66212951030927836,0.66170315518351586,0.66129507976940605,0.66088750736909796,0.66051581456386077,0.6601445396145611,0.65979133226324238,0.65945613519078061,0.65913889408557602,0.65883955762141377,0.65855807743658223,0.65829440811423989,0.65803094983991461,0.65780278985410612,0.65759232102386345,0.65739950954259507,0.65722432446836854,0.6570667377114694,0.65692672402312013,0.6568217529095316,0.65671681533750492,0.65664687558241708,0.65659443054150479,0.65655947183473529,0.6565419938772793,0.65655947183473529,0.65659443054150479,0.65664687558241708,0.65673430260424981,0.6568392457654203,0.65697922216302607,0.6571367669393301,0.65732942430703623,0.65753972485869683,0.6577852456393023,0.65806606542504931,0.65836469928725883,0.65871638043855663]
["R32",-29,901,0.77744853891498278,0.76412814475151813,0.77434850863422289,0.77279563827787179,0.7712731025424524,0.76975655430711609,0.76824595832165221,0.76674127961201277,0.76524248347761337,0.76377318757548551,0.76230952307359445,0.76082798617966441,0.75939895926347878,0.75795199606625896,0.75651053648661082,0.75509766701365499,0.75369006509183134,0.75231064881188414,0.75091340884179769,0.74954412837345008,0.74817983254459408,0.74682049418604646,0.74546608632571632,0.74413903388347469,0.74281669778928983,0.74152134696331928,0.7402082895645129,0.73892201216406506,0.73764019739793618,0.73638480831243291,0.73513368505767684,0.7338868059275131,0.73264414936280187,0.73142738515377104,0.7302146558105107,0.7290274903931423,0.72782269963996926,0.72666470241602832,0.72548904250625101,0.72433845340538627,0.72319150807846821,0.72206932896123677,0.72095062702797497,0.71983538614208153,0.71874453575799968,0.71765698655648025,0.71657272357487367,0.71551248948330393,0.71447608563399878,0.71342204223315031,0.71241225916404294,0.71138481063774561,0.71038078230312818,0.70939998849450614,0.70840155105557956,0.70744650335608972,0.70649402732819611,0.70554411259869565,0.7045967488500986,0.70369207943391909,0.70276970422294416,0.70186971740800819,0.70099195634255174,0.70011638799784259,0.6992628296002269,0.69841134992778864,0.69758167161646167,0.69675396220018637,0.69592821467874377,0.69514360607683423,0.69436076466116736,0.69357968446806706,0.69281982133827735,0.69206162134859839,0.69132445690259281,0.69060819892473113,0.68989342359226824,0.68919938521726976,0.68852596314907888,0.68785385580811609,0.68720220680431332,0.68655179133145894,0.68592168205584614,0.68531177059019677,0.68470294280955035,0.68413314840499306,0.68354535628169955,0.68299639988922756,0.68244832452475168,0.68191998230431061,0.68141128363817216,0.68092214246272786,0.68043370302929995,0.6799647100989773,0.67951508472241362,0.67908475136296065,0.67865496271428971,0.67826302183598264,0.67787153340846007,0.67749910721643825,0.67714568118170348,0.67681119648737653,0.67649559755328204,0.67619883201272191,0.67592085069063801,0.67564309782757581,0.67540256325994086,0.67518068331143233,0.67497742138536909,0.67479274398752354,0.67462662071229296,0.67447902423015926,0.67436836924423071,0.67425775056044623,0.67418402493029372,0.67412874128741307,0.67409189056222152,0.67407346671039681,0.67409189056222152,0.67412874128741307,0.67418402493029372,0.67427618448751947,0.67438680922042071,0.67453436534201239,0.67470044317995304,0.67490353829734839,0.67512523610084596,0.67538406769449855,0.67568011835292185,0.67599495669334519,0.67636573058358929]
["R32",-28,902,0.78148864032447152,0.76412814475151813,0.77835637189926143,0.77678740157480308,0.77524911199823976,0.77371690299912166,0.77219073859544762,0.77067058308855696,0.76915640106034622,0.76767205154542906,0.76619342011246083,0.7646967629914424,0.76325317983474139,0.76179150579150579,0.76033541942843053,0.75890824050710803,0.75748640928775446,0.75609307458842989,0.75468176254589969,0.75329871716554675,0.7519207317073171,0.75054777845404741,0.74917982989064391,0.74783953424906768,0.74650402566741325,0.74519579405366199,0.74386970291057164,0.74257068015536087,0.74127618646869642,0.74000840134421508,0.73874494533473112,0.73748579630404887,0.73623093226663483,0.73500223513634344,0.73377763232275139,0.73257886294778118,0.73136231540240781,0.73019303647560396,0.72900594129644425,0.7278441788401947,0.72668611332095823,0.72555307131089675,0.72442355705683648,0.7232975541087453,0.72219619326500728,0.72109818139290105,0.72000350324049756,0.71893310013117628,0.71788677048464566,0.71682264721269551,0.71580322159338272,0.71476597594551528,0.7137523875672861,0.71276226807698984,0.71175435052379443,0.71079024727650009,0.70982875233846587,0.70886985513911249,0.70791354516490146,0.70700034399724798,0.70606928141998293,0.70516082916368839,0.70427482223935567,0.70339103898696631,0.70252948213980526,0.7016700332868645,0.700832599244125,0.69999716175176674,0.69916371367824237,0.69837179668696026,0.69758167161646167,0.69679333239158059,0.69602641530733189,0.69526118456290698,0.69451719185604455,0.69379430629008665,0.69307292398482501,0.69237247690968806,0.69169284271931797,0.69101454148104569,0.69035689293212033,0.68970049498028463,0.68906459544032195,0.68844908441268415,0.68783467202141912,0.68725965557599056,0.68666648105354022,0.68611250208646313,0.68555941626129258,0.68502624781268229,0.6845129059117403,0.68401930330596861,0.68352641206141573,0.68305314758911029,0.68259942985248134,0.68216518227582013,0.68173148685628993,0.68133598541355866,0.68094094259918836,0.68056513700709187,0.68020850570908498,0.6798709890836917,0.6795525307910617,0.67925307774931853,0.67897258011232242,0.67869231404276398,0.67844960387323949,0.67822571774282259,0.67802061855670104,0.6778342723649855,0.677666648348629,0.67751771880665901,0.67740606460118669,0.67729444719064102,0.67722005601625579,0.67716427335877671,0.67712709002553328,0.67710849989018229,0.67712709002553328,0.67716427335877671,0.67722005601625579,0.67731304753796717,0.67742467107973747,0.6775735597131789,0.67774113767518551,0.67794606778636035,0.6781697692963401,0.67843094105025725,0.67872966948289615,0.67904735682819395,0.67942148760330578]
["R32",-23,907,0.80244021473889693,0.76412814475151813,0.79913809863262264,0.79748431740283254,0.79586304817838593,0.79424835759371382,0.79264020568857474,0.79103855282571045,0.78944335968759005,0.78787975593393611,0.78632233381157346,0.78474608629247811,0.78322588840547491,0.78168679281163833,0.78015373422326262,0.77865125970827809,0.77715456121002047,0.77568800125805937,0.77420266197890519,0.7727472114300038,0.77129722291718794,0.76985266575103006,0.76841350947158515,0.76700357642668338,0.76559880797168933,0.7642228557263262,0.76282824533729254,0.76146222482941739,0.76010108792800557,0.75876815161210931,0.75743988206750401,0.75611625482862233,0.75479724560061212,0.75350585072255671,0.75221886723396469,0.75095913768954392,0.74968083166149913,0.74845229424617632,0.74720513830399626,0.74598469495780517,0.74476823191906993,0.74357814761215635,0.74239186057012119,0.74120935264771293,0.74005281161855607,0.73889987416861413,0.73775052348190262,0.73662674352617918,0.73552831707971733,0.73441129176344477,0.73334126252564613,0.73225260532644532,0.73118885265342437,0.73014980164604182,0.72909214532769684,0.72808053374269344,0.72707172547979115,0.72606570890249655,0.72506247243863009,0.7241045214327656,0.72312789538497635,0.72217504611870809,0.7212457961690304,0.72031893454832208,0.71941543667230634,0.71851420247632924,0.71763610440247916,0.71676014996076598,0.71588633131113755,0.71505610159171962,0.71422779531435532,0.71340140580255118,0.71259751516902625,0.71179543421166558,0.71101565427970126,0.71025803478861882,0.70950202813497887,0.70876799724114137,0.70805581074873691,0.70734505406258075,0.70665596974298728,0.70596822670674109,0.70530199039121488,0.70465714285714287,0.7040134733957526,0.70341110033654664,0.70278973014561319,0.70220944137577601,0.70163011009644105,0.70107166207112204,0.7005339998863831,0.70001702997275217,0.69950082250836698,0.69900518663378974,0.69853003653666423,0.69807529012170966,0.69762113540576476,0.69720698818341154,0.69679333239158081,0.69639983058026267,0.69602641530733211,0.69567302267855136,0.69533959232005427,0.69502606735240258,0.69473239436619716,0.69443896944952843,0.69418486827291159,0.69395047833427126,0.69373575989423641,0.69354067658389806,0.69336519538937313,0.6932092866378099,0.69309240107913683,0.69297555493116048,0.69289767938416602,0.6928392842093436,0.69280035956066177,0.69278089887640448,0.69280035956066177,0.6928392842093436,0.69289767938416602,0.69299502655314849,0.69311187926818996,0.69326774420238935,0.69344317606703032,0.69365771340177196,0.6938919055791577,0.6941653297306426,0.69447807845014498,0.69481068289384729,0.69520239034840459]
["R32",-20,910,0.81565631511062597,0.76412814475151813,0.81224476353576602,0.81053634810043373,0.80886163130103961,0.8071938207763304,0.80553287389358852,0.80387874837027373,0.80223140227043555,0.80061678298977434,0.79900865001457866,0.79738118331716779,0.79581168726404428,0.79422278040769001,0.79264020568857474,0.79108929946112394,0.78954445049140443,0.78803080167428174,0.7864978633841444,0.78499586224457318,0.78349958701315192,0.78200900500982939,0.78052408380277227,0.77906940013267212,0.77762012864169494,0.77620066721218606,0.77476203939308264,0.77335298360038873,0.7719490437885379,0.77057426732487655,0.76920437887908177,0.76783935242839352,0.76647916213444389,0.76514751962274685,0.76382049614419778,0.76252164234479347,0.76120370370370372,0.75993714180070249,0.75865145036759052,0.75739336056260176,0.75613943649017379,0.75491276400367313,0.75369006509183134,0.75247132047839882,0.75127939563787005,0.75009124087591239,0.74890683833353577,0.74774884031167577,0.74661701934429214,0.74546608632571643,0.74436362538858547,0.74324202151704188,0.74214612421762161,0.74107572115384612,0.73998619820576672,0.73894415148609782,0.73790503545462705,0.73686883776516288,0.7358355461407643,0.73484893629700254,0.73384313258747924,0.73286185481234944,0.73190491735169294,0.73095047568240412,0.73002012787118165,0.72909214532769684,0.72818801854202952,0.7272861313438117,0.72638647542190671,0.72553172712028946,0.72467898804101905,0.72382825110791527,0.7230007035647279,0.72217504611870809,0.72137237123051279,0.72059253199322149,0.71981437702477891,0.71905886468993263,0.71832585775033497,0.7175943437399982,0.71688515536435771,0.71617736736649529,0.71549173194081817,0.71482812590574463,0.71416574969595181,0.71354588589283652,0.71290648937707757,0.71230938077634021,0.71171327157821829,0.71113866382168911,0.71058545580269683,0.71005354983589575,0.7095224395857308,0.70901250539025451,0.70852365767473935,0.7080558107487368,0.70758858126524171,0.70716251863745827,0.70673696879387915,0.70633215912019931,0.70594801923517292,0.70558448246266514,0.70524148580252211,0.70491896990310698,0.70461687903548365,0.7043150469771825,0.70405366828432769,0.7038125677758118,0.70359170399109916,0.7033910389869662,0.70321053832116798,0.70305017103762824,0.70292994356723482,0.70280975720962036,0.70272965580123092,0.70266959172626009,0.70262955471354083,0.70260953791806724,0.70262955471354083,0.70266959172626009,0.70272965580123092,0.70282978541506358,0.70294997862334341,0.70311030019671006,0.70329074940116343,0.70351142425193258,0.70375231844771013,0.70403357026633551,0.70435527631015271,0.70469741128064467,0.7051003487906683]
["R32",-12,918,0.85356821485429502,0.76412814475151813,0.84983287963888221,0.8479628674574522,0.84613009468917244,0.84430522748279757,0.84248821479811431,0.84067900603333667,0.83887755102040817,0.83711221234132105,0.8353542880368513,0.83357555683239259,0.83186049649217475,0.83012453719286428,0.8283958081418783,0.82670197432373549,0.82501505318793067,0.82336248915002996,0.82168915542228893,0.82004987531172069,0.81841712294673963,0.81679085941381024,0.81517104610808122,0.81358448241736492,0.81200408257333812,0.81045644244356085,0.80888816005247621,0.80735236349351835,0.80582238776710446,0.80432443009490262,0.80283203125000002,0.80134516034701242,0.79986378672893566,0.79841372612495953,0.79696891359141731,0.79555498209735176,0.79412048813472003,0.79274211693613184,0.79134313033433878,0.7899743754003844,0.78861034725330947,0.78727615156254993,0.78594646271510515,0.78462125791365767,0.78332539304430671,0.782033801566414,0.78074646237614365,0.77948798988622003,0.77825812559166929,0.77700765571343067,0.7758100031456433,0.77459170854271364,0.77340148640597073,0.77223909571969818,0.77105608703807915,0.76992476508600505,0.76879675810473813,0.76767205154542906,0.7665506309442407,0.76547999627548957,0.76438865643886567,0.76332404828226552,0.76228596155034922,0.76125069448731397,0.7602416694923092,0.75923531584780202,0.75825493451392734,0.75727708179808395,0.75630174793008276,0.75537519142419596,0.75445090241664126,0.75352887259395052,0.75263206078916045,0.75173738112655453,0.75086768556293004,0.75002280813794364,0.74917982989064402,0.74836145163247969,0.74756751841411295,0.74677526797068972,0.74600725952813063,0.74524082915332079,0.74449844537688292,0.7437799692391206,0.74306287849115726,0.7423918605701213,0.7416997473836161,0.74105345392265864,0.74040828580006002,0.73978642989981402,0.73918777161696392,0.73861220089245616,0.73803752581021642,0.73748579630404887,0.73695691149226084,0.73645077488130428,0.73594533301503939,0.73548444815554814,0.73502414019192952,0.7345862870078036,0.73417080939481449,0.73377763232275139,0.73340668490543603,0.73305790036856511,0.73273121601948954,0.73240482271188445,0.73212218363166803,0.73186147956912662,0.73162266389795305,0.73140569395017785,0.7312105309970649,0.731037140231793,0.73090715111282345,0.73077720821357661,0.73069060527953078,0.73062566654816929,0.73058238047277668,0.73056073935839327,0.73058238047277668,0.73062566654816929,0.73069060527953078,0.73079886215479428,0.73092881275561628,0.73110215213138074,0.73129725722757599,0.73153586047339381,0.73179633256186583,0.73210045119924005,0.73244832501781887,0.7328183033724559,0.73325405083989881]
["R32",-11,919,0.8586199693635983,0.76412814475151813,0.85484038681501506,0.85294829673179995,0.85109393332873207,0.84924761544023952,0.8474092908191313,0.84557890766962662,0.84375641464249052,0.84197050389184758,0.84019213735777054,0.83839276608763635,0.83665784652961517,0.83490182802978996,0.83315316532666717,0.83143984087920975,0.82973354864755744,0.82806204673650274,0.82636957614340767,0.82471158669118871,0.82306023694310015,0.82141548709408829,0.81977729765663943,0.81817277070063699,0.81657451246564905,0.8150094180628531,0.8134234828496042,0.81187043254987157,0.81032330135366004,0.8088085790181353,0.80729950900163661,0.80579605972489954,0.80429819984346462,0.80283203125000002,0.80137119833636605,0.79994161720346402,0.79849127464629133,0.79709770207814867,0.7956833139759969,0.79429951690821254,0.79292052469135799,0.79157171743107491,0.79022749118872149,0.78888782266577107,0.78757783809675863,0.78627219689482575,0.78497087749450967,0.78369876072449951,0.78245558375634516,0.78119159988597131,0.77998102466793173,0.77874960530470483,0.77754658091364792,0.77637170648786469,0.77517601206939901,0.77403257697015349,0.77289251018489491,0.77175579685201989,0.77062242219722532,0.76954039127585883,0.7684374513164044,0.76736154324828865,0.76631245339299026,0.76526622812461209,0.76424653713860746,0.76322955994305874,0.76223884287303745,0.76125069448731397,0.76026510480887788,0.75932881773399008,0.75839483394833951,0.75746314496314493,0.75655694959968089,0.75565291990930816,0.75477414616232097,0.75392045975606026,0.75306870229007628,0.75224181052888428,0.75143962706803569,0.75063915266617964,0.74986318029796284,0.74908881059409549,0.74833874442455317,0.74761284064385103,0.74688834378123015,0.74621040210583645,0.74551115410192859,0.74485820422216187,0.74420639710319847,0.74357814761215624,0.74297333935833709,0.7423918605701213,0.74181129124432288,0.74125390718922823,0.7407196059586737,0.74020828956451268,0.73969767860356306,0.73923208344573321,0.7387670740474479,0.73832475152676325,0.73790503545462716,0.73750784964564453,0.73713312212325899,0.73678078508693323,0.73645077488130417,0.73612106017191969,0.7358355461407643,0.73557219123743622,0.73533094812164568,0.73511177347242906,0.73491462796865226,0.73473947627133784,0.7346081672772764,0.73447690520861242,0.73438942322008161,0.73432382540344199,0.73428010003572697,0.73425823930453415,0.73428010003572697,0.73432382540344199,0.73438942322008161,0.73449877896241578,0.73463004885023242,0.73480514837325694,0.73500223513634333,0.73524326258049133,0.7355063819634976,0.73581359269646163,0.73616500507432381,0.73653874869344493,0.73697893321380537]
["R32",-6,924,0.88489828136772974,0.76412814475151813,0.88088434888206291,0.87887534744494333,0.87690666666666661,0.87494678586632613,0.87299564617181691,0.87105318923500741,0.86911935722592248,0.86722458595590568,0.86533805831374344,0.86342949166783367,0.861589519650655,0.85972740265625547,0.85787331733277672,0.8560569246789308,0.85424820754390207,0.85247658221285105,0.85068294701986769,0.8489260636100785,0.84717642209398181,0.84543397778691887,0.84369868637110002,0.84199924891604938,0.84030664395229981,0.8386493471164308,0.83697017002070118,0.83532599491955972,0.8336882669100496,0.83208502024291497,0.83048792807354266,0.82889695503125638,0.82731206601590013,0.82576087320454028,0.82421548641513209,0.82270331576489431,0.82116934141306508,0.81969555969157137,0.81819991374448475,0.816736761929993,0.81527883375756172,0.81385295670538549,0.81243205850380462,0.81101611312068389,0.80963167224739019,0.80825194992462479,0.80687692207027428,0.80553287389358863,0.80421951935305058,0.80288430236343522,0.80160561640718964,0.80030502644644197,0.79903453638307531,0.79779387979556193,0.79653134386202884,0.79532408900354712,0.79412048813471992,0.7929205246913581,0.7917241822092389,0.79058212591357857,0.78941809103130411,0.78828267331479529,0.78717564073920387,0.78607171314741031,0.78499586224457329,0.78392295222656616,0.78287782115988958,0.78183547313361856,0.78079589704625318,0.77980839156416992,0.77882338080651792,0.77784085533163005,0.77688527688527675,0.77593204341670596,0.77500549916726891,0.77410546139359693,0.77320751167821422,0.77233582814016832,0.77149024024024038,0.77064650189044781,0.76982863564004123,0.76901250350784189,0.76822202840767517,0.76745705750560111,0.76669360855508595,0.76597925336977446,0.76524248347761337,0.76455452910905841,0.76386781057391517,0.76320594151322918,0.76256879599282679,0.76195625308947124,0.76134469346175226,0.76075758043122876,0.76019480319329291,0.75965625577527263,0.75911847086706274,0.75862811442633027,0.75813839107313041,0.75767257534330745,0.75723058028860935,0.75681232355468275,0.75641772734243229,0.75604671837160131,0.75569922784654975,0.75535205659857274,0.75505143277002207,0.75477414616232097,0.75452014562364245,0.75428938434718773,0.75408181984956901,0.75389741395121357,0.7537591687041566,0.75362097414899465,0.75352887259395063,0.75345981119970684,0.7534137773025813,0.75339076246334302,0.7534137773025813,0.75345981119970684,0.75352887259395063,0.75364400305576773,0.75378220605764246,0.75396655559291981,0.75417405663262194,0.75442782417179044,0.75470485632975315,0.75502831777131485,0.75539832766700354,0.75579186075018401,0.75625536612289956]
["R32",0,930,0.91919794267824528,0.76412814475151813,0.9148675717783219,0.91270076234179542,0.91057781059627085,0.90846471194931477,0.90636139796405857,0.90426780083596092,0.90218385338552143,0.90014234096134893,0.89811004697571095,0.89605435256503407,0.89407286568787381,0.89206785546352219,0.8900718178209247,0.88811667266834715,0.8861700980920556,0.88426374099171767,0.88233400114481975,0.88044409538769097,0.87856226845255048,0.87668846864780325,0.87482264472190685,0.87299564617181691,0.87117626280466254,0.86939509306260576,0.86759067084110186,0.86582411795681924,0.86406474442069858,0.86234265734265736,0.86062742087448096,0.85891899421884799,0.8572173369017414,0.85555208658549275,0.85389329363293287,0.85227037113829562,0.8506242670897427,0.84904296337097207,0.84743840841150408,0.84586891655520113,0.84430522748279757,0.84277610716238383,0.84125251560528014,0.83973442288049027,0.83825028889946285,0.83677139173508852,0.83529770371875633,0.83385738918754437,0.832450129949033,0.83101961048588191,0.82964981330103948,0.82825670819760222,0.82689599678133174,0.82556738300863619,0.82421548641513209,0.82292292292292291,0.82163440716927072,0.82034992017030339,0.81906944306067542,0.81784719458814159,0.81660154956625397,0.81538664991569398,0.8142022382886005,0.81302126256799068,0.81187043254987168,0.81072285592189608,0.80960509470505204,0.80849041140796585,0.80737879333486096,0.80632294765750157,0.80526985992751499,0.80421951935305047,0.80319807203803817,0.80217921613270449,0.80118896793684824,0.80022712524334849,0.79926758920180185,0.798336192665005,0.79743274702534928,0.79653134386202884,0.79565764428815688,0.79478585930198831,0.79394154004635598,0.79312451762284542,0.79230917501927534,0.79154631234353945,0.79075956266632463,0.79002498558523937,0.78929177201011291,0.78858513189448443,0.78790492620279862,0.78725102145045966,0.78659820118645152,0.78597150960833684,0.78537082444352457,0.78479602876598997,0.78422207383382614,0.7836987607244994,0.78317614556539972,0.78267906445368274,0.78220742150333022,0.78176112590338531,0.78134009187391107,0.78094423862448958,0.78057349031522971,0.7802030938597323,0.77988236782190734,0.77958654697180418,0.77931557493601278,0.7790694001326719,0.77884797574685793,0.77865125970827809,0.77850378787878793,0.77835637189926143,0.77825812559166929,0.77818445713564521,0.77813535257927102,0.77811080262493681,0.77813535257927102,0.77818445713564521,0.77825812559166929,0.77838093735205927,0.77852836263770964,0.77872501657667892,0.77894637104415387,0.7792170863479827,0.77951262682132816,0.77985770750988137,0.78025245974247837,0.78067232210686255,0.78116685670847574]
["R32",5,935,0.95036800123309317,0.76412814475151813,0.94573970396502804,0.943424374569658,0.9411562678878076,0.93889904065783458,0.93665261478865214,0.93441691293475793,0.93219185848735686,0.93001244390814131,0.92784319626801093,0.92564930190662065,0.9235349185545777,0.9213957484962827,0.9192664653919268,0.91718110821866872,0.91510519090200737,0.91307245196401465,0.91101507092198586,0.90900044228217602,0.90699470432480134,0.90499779832672833,0.90300966608084354,0.90106316904753214,0.89912504557054318,0.89722788125727593,0.89530620394235316,0.8934251041477993,0.8915518924194773,0.88971861471861469,0.887892861000108,0.88607458503987935,0.88426374099171789,0.88249185959136944,0.88072706495732611,0.87900064152826296,0.87724976879846339,0.87556802044873616,0.87386174396768601,0.87219294833256711,0.87053051427764638,0.8689050169109358,0.86728557864753664,0.86567216567216576,0.86409501786840437,0.86252360635098269,0.86095789988130977,0.85942781475415553,0.8579330017045258,0.85641363983609986,0.85495892120497807,0.85347959995847322,0.85203482346438197,0.8506242670897427,0.84918913335399238,0.84781711928497772,0.84644953152349245,0.84508634868421062,0.84372754951934592,0.84243065992621946,0.84110906486597103,0.83982020635407084,0.8385638026588691,0.83731115260566957,0.836090582412367,0.83487356555296033,0.83368826691004971,0.83250632911392408,0.83132773789058545,0.8302083683980207,0.82909200927824667,0.82797864840366597,0.82689599678133174,0.82581617277749875,0.82476674581145715,0.82374749498998001,0.82273076024952463,0.82174391097191213,0.82078674121405759,0.81983179869029021,0.81890626556429913,0.81798281980697163,0.8170885237211768,0.81622319301032575,0.81535969320285651,0.8145518198031575,0.81371869741660896,0.81294086624035877,0.812164520696809,0.81141635137358115,0.81069620669252518,0.81000394114555974,0.80931285686158705,0.80864946391684989,0.80801362906660557,0.80740522490669808,0.80679773626876905,0.80624387054592994,0.80569076475776691,0.80516470242564719,0.80466557911908665,0.80419329594365463,0.80374775949160837,0.80332888179538142,0.80293658028389103,0.80254466174221473,0.80220530835284931,0.80189231369488878,0.80160561640718941,0.80134516034701231,0.80111089456246354,0.80090277326751969,0.80074675324675337,0.80059079400116862,0.8004868549172347,0.80040891831369887,0.80035696900859965,0.80033099688473508,0.80035696900859965,0.80040891831369887,0.8004868549172347,0.80061678298977434,0.80077275236208978,0.80098080607969857,0.8012149957767527,0.80150141366871408,0.80181410318931046,0.80217921613270449,0.80259689544078872,0.80304115655118535,0.80356444676137095]
["R32",8,938,0.9703729933899905,0.76412814475151813,0.96554829111694007,0.96313508025149352,0.960771328398909,0.95841915050713078,0.95607846177701949,0.95374917823581717,0.95143121672710429,0.94916102216748754,0.94690163556784135,0.94461679880500959,0.94241497898356874,0.94018755718206748,0.93797063968966321,0.93579965850882196,0.93363870381586922,0.93152288865387523,0.92938161811809927,0.92728503214648261,0.92519788423303428,0.9231201107908823,0.92105164880307733,0.91902668057832759,0.91701059676519781,0.91503728712944765,0.91303864948911595,0.91108237901736222,0.90913447360660582,0.90722825087364345,0.90533000513912354,0.90343968643540051,0.90155724521128833,0.89971545308623957,0.89788117081695074,0.89608690913054534,0.89426737735233341,0.89251981326674612,0.89074689396128282,0.88901304880686338,0.88728594042308229,0.8855973284498545,0.88391513153178991,0.88223931318189963,0.8806012782518654,0.87896931465839823,0.87734338870904627,0.87575456288615861,0.87420246703530413,0.87262498673176947,0.87111472167278892,0.8695790141738946,0.86807926507338706,0.86661513053866956,0.86512557878490237,0.86370162843635101,0.86228235787707153,0.86086774407483679,0.85945776414831321,0.85811210465884979,0.8567408899850627,0.85540371809100979,0.85410029089901651,0.85280082987551853,0.85153471670752334,0.85027235744328777,0.84904296337097207,0.84781711928497772,0.84659480983111335,0.84543397778691887,0.84427632479802817,0.84312183782305483,0.84199924891604938,0.84087964541425175,0.83979160991555446,0.83873490902907677,0.83768086407173437,0.83665784652961539,0.83566563887100598,0.83467578177880053,0.8337164491920761,0.83275931928687208,0.83183243954264896,0.83093561537684058,0.83004072291589537,0.82920351006959636,0.82834016255793641,0.8275341408583029,0.82672968624296039,0.82595445411922297,0.82520828453842809,0.82449102396951157,0.82377500918534352,0.8230877052462956,0.82242897158863548,0.82179867381959948,0.82116934141306508,0.82059557477957057,0.82002260938954652,0.81947767145135553,0.8189606508384526,0.81847144326817767,0.81800995024875622,0.81757607902937091,0.8171697425532618,0.81676380977612917,0.8164123274520837,0.8160881506237383,0.81579121460703874,0.81552146022088468,0.81527883375756172,0.81506328695594688,0.81490170163555264,0.81474018037065166,0.81463253509496281,0.8145518198031575,0.81449801849405523,0.81447112050460668,0.81449801849405523,0.8145518198031575,0.81463253509496281,0.81476709613478682,0.81492862807295796,0.81514410364886292,0.81538664991569398,0.81568329144066676,0.81600714663843299,0.81638530287984101,0.81681791084321376,0.81727805944924947,0.81782007494114117]
["R32",12,942,0.99870419113180808,0.76412814475151813,0.99359439207154954,0.99103913847142966,0.98853661469397569,0.98604669758515906,0.98356929212362909,0.98110430424059192,0.97865164080790445,0.97624985156157229,0.97385982230997037,0.97144320151252561,0.96911469998821165,0.96675943710556222,0.96441559457240067,0.96212062105016782,0.95983654407472274,0.95760046592894577,0.95533777502324146,0.95312258463441024,0.95091764342998142,0.94872288044314512,0.94653822536076138,0.94439977024698452,0.94227095591044541,0.9401875571820677,0.93807766916435287,0.93601275190709321,0.9339569053660014,0.93194528415961309,0.92994230986765214,0.92794792685679894,0.92596207996996438,0.92401933235922229,0.92208471978165785,0.92019252294604881,0.91827388487601458,0.91643133174791913,0.91456224274112818,0.91273453980237595,0.91091412742382272,0.90913447360660582,0.90736176005297819,0.90559594624366602,0.9038701165432822,0.90215085229351089,0.90043811610076674,0.89876462228052922,0.89712996980830095,0.8954687386536927,0.89387843862128968,0.89226149560435597,0.89068255687974007,0.88914125027038715,0.88757332565588221,0.88607458503987935,0.88458089738531609,0.88309223718132346,0.88160857908847179,0.88019271948608135,0.87875008907575014,0.87734338870904627,0.87597229621736805,0.87460548246391712,0.87327384746122805,0.87194626126922403,0.87065344018074631,0.86936444710775851,0.86807926507338706,0.8668588098836596,0.86564178161524696,0.8644281658546844,0.86324816240812041,0.86207137614037543,0.86092784584773285,0.85981731976014508,0.8587096549563038,0.85763466286469381,0.85659210891914428,0.85555208658549275,0.85454419458785202,0.85353867451116117,0.85256498893805321,0.85162292817679563,0.85068294701986769,0.84980359727103583,0.84889684369944596,0.84805034041675276,0.84720552368520485,0.84639143416040363,0.84560789960913396,0.84485475472732263,0.84410295023615589,0.84338132202578409,0.84268971879591359,0.84202799590303867,0.84136731143178789,0.84076498261403143,0.84016351558507929,0.83959148936170214,0.83904878546642192,0.83853529171766628,0.83805090217132772,0.83759551706571589,0.83716904276985737,0.83674300254452927,0.8363741182854042,0.83603389830508468,0.83572227305072677,0.83543917888960384,0.83518455807653247,0.83495835872435509,0.8347887896019498,0.83461928934010154,0.83450632740069031,0.83442162601075909,0.83436516796914639,0.83433694181326112,0.83436516796914639,0.83442162601075909,0.83450632740069031,0.8346475346035398,0.83481704633923448,0.83504316912138132,0.83529770371875633,0.83560901236659335,0.83594888655390986,0.8363457560446268,0.83679978285210188,0.83728272677892468,0.83785161027313493]
["R32",17,947,1.0372192783245016,0.76412814475151813,1.0317088475214391,1.0289540656681546,1.0262566577896137,1.0235733554679394,1.0209040483483731,1.0182486272243094,1.0156069840224016,1.013020619403598,1.0104473942969519,1.0078460218217482,1.005339964128485,1.002805562332276,1.0002839065541858,0.99781526884330629,0.99535878601985628,0.99295434415009254,0.99052170769910441,0.98814055050282457,0.98577081418122214,0.98341241676302882,0.98106527705954882,0.97876815620287327,0.97648176743081117,0.97424451905984588,0.97197919129817933,0.96976250393205399,0.96755590427618665,0.96539711120679528,0.96324793001093589,0.96110829663691977,0.95897814760090228,0.95689454489019943,0.95481997677119645,0.95279119180992844,0.95073435873713441,0.94875937680323119,0.94675623800383879,0.94479773214832985,0.94284731248566389,0.94094082637060772,0.93904203472433756,0.93715089105901139,0.93530281770260515,0.93346201884864299,0.93162845162996255,0.92983712863821444,0.92808760442537819,0.92630985915492958,0.92460823273599757,0.92287831162999545,0.92118925783438532,0.91954065843928245,0.9178637886118346,0.91626109893375951,0.91466399643969742,0.91307245196401465,0.91148643654372075,0.90997306571228287,0.90843124976978884,0.90692799882326969,0.90546295616418238,0.90400263910270495,0.90258005489478499,0.90116194095293789,0.89978110178766868,0.89840448783330906,0.89703207972648558,0.89572891697537582,0.89442953506926814,0.89313391757804017,0.89187429935269236,0.89061822909143451,0.88939776415434557,0.88821262649908173,0.88703064307293922,0.8858836206896552,0.88477130044843044,0.8836617699749193,0.88258660177497839,0.88151404675101874,0.88047552747135049,0.87947081268052651,0.87846838824577023,0.8775306884895927,0.87656383281205563,0.87566128173264701,0.87476058735901241,0.87389270781659689,0.8730574533611809,0.87225464190981428,0.87145330553690681,0.87068417708112689,0.86994708994708991,0.86924188489056486,0.86853782222848275,0.86789597775979144,0.86725508122934103,0.86664558296436844,0.86606735260034418,0.86552026671345839,0.86500420875420869,0.86451906898485709,0.86406474442069836,0.86361089712164707,0.86321794826922393,0.86285554350488036,0.86252360635098257,0.86222206684379787,0.86195086149652256,0.86170993326578371,0.86152932546197647,0.86134879335032988,0.86122848063693824,0.86113826815642458,0.86107813700160585,0.86104807457319399,0.86107813700160585,0.86113826815642458,0.86122848063693824,0.8613788767812236,0.86155942150492559,0.86180026556712541,0.86207137614037532,0.86240296524232452,0.8627649898551738,0.86318773624527501,0.86367138254657494,0.8641858509408179,0.86479189312388216]
["R32",22,952,1.0797215655371684,0.76412814475151813,1.0737515782141147,1.0707680284808752,1.0678472462764113,1.0649423550239645,1.0620532253897166,1.0591797294395533,1.0563217406201815,1.053524134985049,1.0507413087934558,1.0479286169534734,1.0452195287336834,1.042480344915039,1.0397554806070826,1.0370884319414659,1.0344350306182366,1.0318383398878752,1.02921170137295,1.026641135578404,1.0240833783166547,1.0215383340926976,1.0190059083584677,1.0165279037177479,1.0140619217959785,1.0116493703597358,1.0092069727473607,1.0068174395819725,1.0044391952431375,1.0021128763561009,0.99979730825360791,0.9974924165824065,0.99519812767331128,0.99295434415009265,0.99072065557965772,0.98853661469397569,0.98632273545290938,0.98419729438525061,0.98204188898622291,0.97993483788938329,0.97783680913488213,0.9757863501483679,0.97374447252053054,0.97171112249320357,0.96972437384500432,0.96774573278399045,0.96577514978266821,0.96385024230107863,0.96197051252047738,0.96006072638094131,0.95823296293418292,0.95637505816658908,0.95456128807524088,0.95279119180992844,0.95099097709570435,0.94927062083830493,0.94755647763946504,0.94584851390220515,0.94414669627134207,0.94252302518439246,0.94086903444855607,0.93925660751009199,0.93768534712189167,0.93611933500341593,0.93459395960438063,0.9330735472154964,0.93159326131298625,0.93011766480615465,0.92864673544694609,0.92725016918565295,0.92585779713191685,0.9244696004198214,0.92312011079088219,0.92177455523994611,0.92046726879152052,0.91919794267824528,0.91793211255024565,0.91670383586083848,0.91551282527191069,0.91432490546452139,0.9131738744075828,0.91202573774129125,0.91091412742382272,0.90983878702918064,0.90876598253436014,0.90776252346424235,0.9067279411764706,0.905762238789526,0.90479859123926909,0.9038701165432822,0.90297660454728512,0.90211785361571384,0.9012607345148913,0.90043811610076674,0.89964981396366828,0.89889565185698139,0.89814275309541136,0.89745642443870288,0.89677114391680612,0.896119468061914,0.89550125267782588,0.89491636126129381,0.89436466492602262,0.89384604233111054,0.89336037961386583,0.89287524437042931,0.89245521982992571,0.89206785546352219,0.89171306674379913,0.89139077634812758,0.89110091411641434,0.89084341701282277,0.89065039182405847,0.8904574502653716,0.89032886899389918,0.89023245740687273,0.89016819461488461,0.8901360666979462,0.89016819461488461,0.89023245740687273,0.89032886899389918,0.8904896013864817,0.89068255687974007,0.89093996098547779,0.89122971849817501,0.89158412262309306,0.89197106690777572,0.89242292661745548,0.89293989862418521,0.8934898380610804,0.89413769350687]
["R32",24,954,1.0979877125812483,0.76412814475151813,1.0918146000265616,1.088729969540458,1.0857105124141573,1.0827077571447385,1.0797215655371684,1.0767518009168302,1.0737983281086729,1.0709075119409466,1.0680322189502858,1.0651263226085077,1.0623277050310129,1.0594982386802989,1.0566838046272495,1.0539293192598607,1.0511891569346177,1.0485077799506843,1.0457957002925837,1.0431417332825783,1.0405012023794455,1.0378740058073475,1.0352600428157661,1.0327024537308434,1.0301574704481851,1.0276678194924789,1.0251475600631808,1.0226820368220269,1.0202283445023579,1.01782840163427,1.0154397233201582,1.0130622304374615,1.0106958446029015,1.0083817155940797,1.0060781594191075,1.003825959542513,1.0015431472081218,0.9993516755135945,0.99712945742702364,0.99495723737292241,0.99279446099347868,0.99068085961036356,0.98857623857623844,0.98648054077836889,0.98443300203568418,0.98239394542919733,0.98036331836069479,0.97837987940336402,0.97644310713437332,0.97447548302975229,0.97259247574729868,0.97067852644836272,0.96881015044977803,0.96698686532052536,0.96513266024888467,0.96336080621850706,0.96159544603867741,0.95983654407472274,0.9580840649522181,0.95641214565478727,0.95470909302055518,0.95304892186413159,0.95143121672710429,0.94981899406916726,0.94824868314814115,0.9466835559649931,0.94515980685214995,0.94364095500459133,0.94212697685079061,0.94068960256312451,0.93925660751009221,0.93782797170887511,0.93643922998063556,0.93505459508644229,0.93370939653214202,0.93240331178405356,0.93110087586831769,0.92983712863821444,0.92861177002146167,0.9273896367601715,0.92620549797205942,0.9250243792663716,0.92388087656864581,0.92277472219104284,0.9216712134235211,0.92063906827429176,0.91957494407158835,0.91858169764237041,0.91759059453828395,0.91663569464060057,0.91571677867300338,0.91483363626247272,0.913952195664258,0.91310625694187353,0.91229562772804618,0.9115201241822819,0.9107459379615952,0.91004021991808404,0.90933559472015346,0.90866553680642537,0.90802989580648741,0.90742852937930008,0.90686130313281366,0.90632809054828767,0.90582877290924435,0.90533000513912332,0.90489818381948262,0.90449994498844755,0.90413520052789786,0.9038038698328934,0.90350587976700747,0.9032411646218641,0.90304273003551694,0.90284438261888189,0.90271219940704961,0.90261308739569623,0.90254702481153459,0.90251399714567992,0.90254702481153459,0.90261308739569623,0.90271219940704961,0.90287743447063984,0.90307579641157099,0.90334041462163928,0.90363829553365327,0.90400263910270506,0.90440044004400444,0.9048649838567655,0.90539647577092497,0.90596187047717014,0.90662794544719316]
["R32",29,959,1.1473297357647934,0.76412814475151813,1.1405910373213708,1.1372250657075667,1.1339310344827584,1.1306560308073166,1.1273998902907294,1.1241624504307397,1.1209435505863103,1.1177936910804931,1.1146614842267015,1.111496687547884,1.108449438202247,1.1053693079956972,1.1023062483239474,1.0993091152217518,1.0963282361308677,1.0934119524738428,1.0904629261175223,1.0875777219208889,1.0847077450851035,1.0818528753783392,1.0790129938312114,1.0762349450165822,1.0734711643090313,1.0707680284808752,1.0680322189502858,1.0653563714902807,1.062693898655636,1.0600902643455834,1.0574993568304605,1.0549210830232261,1.0523553507424475,1.0498467563425848,1.0473500934261932,1.0449095453967716,1.0424362821759161,1.0400624130223926,1.0376556714910805,1.0353035009654941,1.0329619701792594,1.0306740774792094,1.028396297222917,1.0261285625130019,1.0239133142358947,1.021707610091553,1.0195113885329254,1.0173665539146934,1.0152725177013009,1.0131454627613687,1.0111102000655954,1.0090418132722363,1.0070229880364214,1.0050531806512082,1.0030502684236211,1.0011365942764359,0.99923020824892628,0.99733106878563627,0.99543913464643197,0.99363442246484823,0.99179635661720356,0.99000481695568388,0.98825933643212038,0.98651999999999984,0.98482609910953167,0.9831380052618991,0.981494746895893,0.97985697258641236,0.97822465492622546,0.97667511484238867,0.97513047603985448,0.97359071530080521,0.97209412321154065,0.97060212514757971,0.96915278214397993,0.96774573278399056,0.9663427631063396,0.96498161045465214,0.96366193881139384,0.96234587170282515,0.96107084404956744,0.95979919053549179,0.95856815266819551,0.95737743100034933,0.95618966386228843,0.95507880571583459,0.95393362729171516,0.95286481474326801,0.95179839456622406,0.95077101002313036,0.94978241614356695,0.9488323779479092,0.94788423844113934,0.94697435109814176,0.94610250115083638,0.94526848338507541,0.94443593474764498,0.94367706141189966,0.94291940663710061,0.94219896088019561,0.94151555640389406,0.94086903444855607,0.94025924513915382,0.93968604739769901,0.93914930886104864,0.93861318313289699,0.93814903571836128,0.93772099920155128,0.93732897537245363,0.93697287440164112,0.93665261478865236,0.936368123315236,0.93615486809641324,0.93594170999203063,0.93579965850882196,0.93569314819030303,0.93562215477996957,0.93558666211448727,0.93562215477996957,0.93569314819030303,0.93579965850882196,0.93597722960151797,0.93619040388703334,0.93647478736330492,0.93679492536179587,0.93718650250798008,0.9376140510948906,0.93811335108406246,0.93868463119433654,0.93929237917507735,0.9400083851050044]
["R32",36,966,1.2271980892670546,0.76412814475151813,1.2194916930379747,1.2156447160883277,1.2118814800255513,1.2081414715391394,1.2044244762416367,1.2007302823758517,1.1970586807746442,1.1934672150979915,1.1898972354899404,1.1862914862914862,1.1828209678192889,1.1793143021087358,1.1758283671036949,1.1724187107815174,1.1690287718632979,1.1657134754454788,1.1623621453482891,1.159084500422972,1.1558252882182021,1.1525843536779137,1.1493615434802869,1.1462099735093181,1.1430756395995547,1.1400110936488859,1.1369105241322084,1.1338789021194424,1.1308634050162776,1.1279154852282081,1.1249828946768232,1.1220655141037306,1.1191632254844126,1.116326438238356,1.1135039956657184,1.1107458115654836,1.1079514824797843,1.1052702339338529,1.1025526398140284,1.0998974267493198,1.0972549717488986,1.0946737683089214,1.0921046805118892,1.0895476232549919,1.0870504231311704,1.084564643799472,1.082090207090207,1.0796742984721797,1.077316210195256,1.0749215481171548,1.0726308006784673,1.0703033459185001,1.0680322189502858,1.0658167675021606,1.0635646211565826,1.0614133241521775,1.059270712537044,1.0571367338191169,1.0550113359284765,1.0529843736657842,1.0509204022498722,1.0489091141070894,1.0469499511822387,1.0449980933011311,1.043097614616816,1.0412040359690968,1.039361119305491,1.0375247149888518,1.0356947885608698,1.03395799270532,1.0322270120955928,1.0305018175740608,1.0288252961788753,1.0271542209820499,1.025531207118799,1.0239558249605578,1.0223852754632508,1.0208617906370294,1.0193849714805323,1.0179124190020223,1.0164860075011333,1.0150635880972958,1.0136868064118372,1.0123553074460225,1.0110273017955236,1.0097854569276121,1.0085054181149049,1.0073108969122693,1.0061192020560517,1.0049712725642801,1.0038668186258548,1.0028055623322762,1.0017465475223395,1.0007303712720634,0.9997567797640764,0.99882553053620593,0.99789601456605281,0.99704883570504499,0.99620309407440322,0.99539895871170825,0.99463623165026627,0.99391472555815241,0.99323426362208522,0.9925946794381616,0.99199581690933925,0.99139767656871791,0.99087987143431078,0.99040237731909064,0.98996507847308612,0.98956786903663252,0.98921065297609501,0.98889334402566142,0.98865549587108159,0.98841776210323806,0.98825933643212049,0.98814055050282468,0.98806137574616371,0.98802179312555061,0.98806137574616371,0.98814055050282468,0.98825933643212049,0.98845737645785714,0.98869512928442571,0.98901231102377962,0.98936938382541706,0.98980615643937864,0.99028307568761287,0.99084006267325531,0.99147738693467313,0.99215544291576152,0.99295434415009243]
["R32",40,970,1.2798650752464973,0.76412814475151813,1.2714852812290562,1.2673038384461228,1.2632145052243391,1.2591514780211364,1.2551145038167939,1.2511033328260539,1.247117718446602,1.243220082669624,1.2393467336683417,1.2354355557781898,1.2316719936076708,1.2278701583192273,1.2240917212626565,1.2203968528873275,1.21672422298964,1.2131333005410723,1.2095041930263353,1.2059556989878246,1.2024279654819363,1.1989208108502261,1.1954340555474772,1.1920251329144516,1.1886355968962359,1.1853222473206133,1.1819706699894568,1.1786943223093098,1.1754360880754933,1.1722515328675318,1.1690841865756543,1.1659339100836763,1.1628005657708629,1.1597385497977994,1.1566926179532879,1.1537166113112225,1.1507021882144357,1.1478103039046865,1.1448797697521123,1.1420170401926284,1.1391685912240184,1.1363866746532738,1.1336183121897407,1.1308634050162778,1.1281734595855633,1.1254962807465887,1.1228317778283634,1.12023074127907,1.117692377413215,1.1151150698557672,1.112650004511414,1.1101458408354341,1.1077026723557153,1.1053197687446781,1.1028977730077809,1.100584586550047,1.0982810830067689,1.0959872017064392,1.0937028824833703,1.0915246736003541,1.0893070094077117,1.0871462576038085,1.0850417949846018,1.0829454641257574,1.0809045886838762,1.0788713910761156,1.0768928477862196,1.0749215481171548,1.0729574523623073,1.0710935464257796,1.0692361050897425,1.0673850947805765,1.0655865197666883,1.0637939958592133,1.0620532253897168,1.060363730168967,1.0586796016483517,1.0570461169209668,1.0554628321992556,1.0538842833945816,1.0523553507424475,1.0508308478909245,1.0493554014381143,1.0479286169534736,1.0465057071328554,1.0451752341399332,1.0438039614017269,1.042524411379296,1.0412479945959638,1.040018554440415,1.0388357693441725,1.0376993310051754,1.0365653763712017,1.0354773700562601,1.0344350306182368,1.0334380892520427,1.0324430676490288,1.0315362415826674,1.0306310071040536,1.0297703549060542,1.0289540656681548,1.0281819318797683,1.0274537577070491,1.0267693588676106,1.0261285625130017,1.0254885654885655,1.0249345468146116,1.024423676012461,1.0239558249605578,1.0235308764940236,1.0231487243310518,1.0228092730062621,1.0225548322898961,1.0223005181347149,1.0221310456297403,1.0220039781203385,1.0219192839976794,1.0218769422001241,1.0219192839976794,1.0220039781203385,1.0221310456297403,1.0223428950422815,1.0225972302844351,1.0229365408544171,1.0233185345006433,1.0237858032378582,1.0242960378769002,1.0248919547872342,1.025573852295409,1.0262993633223754,1.0271542209820499]
["R32",41,971,1.2940343144970881,0.76412814475151813,1.2854685708328992,1.2811948051948052,1.277015481799824,1.2728633360858794,1.2687381038119245,1.2646395241513693,1.2605673396371071,1.2565853161461253,1.2526283711717203,1.24863304981774,1.2447887750466866,1.2409056603773585,1.2370466970958522,1.2332733273327334,1.229522907423102,1.2258561558725583,1.2221506442021806,1.2185276679841899,1.2149261083743843,1.2113457760314343,1.2077864838393733,1.2043068509204553,1.2008472100496641,1.197465527286852,1.1940450254175747,1.1907014918167333,1.1873766308795919,1.1841271365469561,1.1808953794589421,1.1776812147836886,1.1744844992618699,1.1713607219187843,1.1682535171237745,1.1652178021355004,1.162143059089624,1.1591934574168077,1.156204584876471,1.1532850128594812,1.1503801483278138,1.1475432719151315,1.144720352750058,1.14191128808223,1.1391685912240184,1.1364390378766935,1.1337225337868899,1.1310708553084157,1.128483184625944,1.1258559298822244,1.1233432020040994,1.1207907293796866,1.1183005350503312,1.1158718667993848,1.1134034580831564,1.1110460401838005,1.1086985839514498,1.1063610263771759,1.1040333049823179,1.1018137955682632,1.099554168524298,1.0973526140155729,1.0952084906079311,1.0930727296902008,1.0909935415376451,1.0889222482228798,1.0869067030981447,1.0848986055514012,1.0828979143798023,1.0809993425378042,1.0791074163202803,1.0772221008953919,1.0753902502834221,1.0735646193357422,1.0717917517708924,1.0700711558486637,1.0683560753736194,1.0666926171013364,1.0650803247538436,1.063472898969428,1.0619160387513455,1.060363730168967,1.0588614116434829,1.0574086777568172,1.0559599246446312,1.0546053194218765,1.0532092069863777,1.0519065085728911,1.0506070287539937,1.0493554014381143,1.0481512962175947,1.0469943963321449,1.0458400474938514,1.0447324945990599,1.0436714485210108,1.0426566331275895,1.0416437893314188,1.0407207359270823,1.0397993170032467,1.038923290787312,1.0380924320228979,1.037306527590848,1.0365653763712017,1.0358687891133609,1.0352165883143047,1.034565208272159,1.0340013416065739,1.0334813945692256,1.0330052356020942,1.032572744400251,1.0321838118356075,1.0318383398878757,1.0315793876526689,1.0313205653592039,1.0311480893051261,1.0310187701183064,1.0309325753459013,1.0308894833639859,1.0309325753459013,1.0310187701183064,1.0311480893051261,1.0313636933885335,1.0316225373321624,1.0319678647642161,1.032356634575136,1.0328321956530844,1.0333514895043368,1.0339579927053202,1.0346520115786382,1.0353904282115871,1.0362605042016806]
["R32",46,976,1.3716144819531728,0.76412814475151813,1.3619946984758118,1.3571978868589036,1.3525089114340552,1.3478522242868072,1.3432274930559336,1.3386343899261832,1.3340725915508194,1.3296134562510107,1.3251840309494385,1.3207132912070256,1.3164131305044033,1.3120710751715696,1.3077575693302934,1.3035412262156449,1.2993519835625098,1.2952576020167006,1.2911213485498902,1.2870785930487423,1.2830610758505876,1.2790685613525568,1.2751008168751938,1.2712231328282049,1.2673689619732784,1.2636028281586227,1.2597946569954539,1.2560733384262794,1.2523739399786726,1.2487594936708861,1.2451658504569092,1.2415928312525171,1.2380402590231414,1.2345697552185013,1.2311186542205361,1.227747909199522,1.2243347895154886,1.2210614912367559,1.2177455191823434,1.2145073127492982,1.2112862825990864,1.2081414715391399,1.2050129476718618,1.2019005847953217,1.1988625315963444,1.1958397982932505,1.1928322692977364,1.1898972354899406,1.1870337392308803,1.1841271365469561,1.1813478948124732,1.178525350026282,1.1757723112128147,1.1730878995433789,1.1703601765292078,1.1677556818181818,1.1651627533424669,1.1625813142264543,1.160011288274305,1.1575612503520134,1.1550674409891346,1.1526382203112584,1.1502728417517838,1.1479171515010471,1.1456243032329989,1.143340596170785,1.1411187711099802,1.1389055645347494,1.136700926395354,1.1346091917007866,1.1325251412040227,1.1304487326396846,1.128431551976574,1.1264215574332039,1.1244699767473672,1.1225762403277197,1.1206888717226338,1.1188585945651681,1.1170848808768912,1.1153167819834486,1.1136045514065109,1.1118975699923357,1.1102457909426489,1.1086487458419492,1.1070562887153246,1.1055675094136632,1.1040333049823179,1.1026019313304722,1.1011742644104119,1.0997993311036789,1.0984767504008552,1.0972061571314176,1.0959384998222539,1.0947223578498826,1.0935573981288522,1.0924433026222538,1.0913314748440195,1.0903183023872676,1.0893070094077117,1.0883456158157185,1.0874338624338626,1.0865715040972772,1.085758309487123,1.0849940609740005,1.0842785544711155,1.0835639910373005,1.0829454641257574,1.0823751426314403,1.0818528753783392,1.0813785241373259,1.0809519635343621,1.0805730809674026,1.0802890932982918,1.0800052548607462,1.079816112084063,1.0796742984721799,1.0795797767564017,1.0795325221045258,1.0795797767564017,1.0796742984721799,1.079816112084063,1.0800525509086927,1.0803364142099963,1.0807151308005782,1.0811415044713308,1.0816630849524145,1.082232656106016,1.0828979143798023,1.0836592117404102,1.084469263916982,1.0854238183258516]
["R32",50,980,1.4438004917456972,0.76412814475151813,1.4331454471497473,1.4278353499681582,1.4226465159206274,1.4174952583481808,1.4123811705417477,1.4073038516405136,1.4022629065271777,1.3973371104815864,1.3924457994579946,1.3875105485232067,1.3827651939896837,1.3779751927589674,1.3732182628062364,1.3685700016647246,1.3639531025329057,1.3594421783706316,1.3548865571609077,1.3504353063571155,1.3460132074441957,1.3416199749768809,1.3372553272244212,1.3329910279969734,1.3287538386940358,1.3246146409581609,1.320430452939287,1.3163428693424422,1.3122805150579973,1.3083125563630578,1.304368521260842,1.3004481940416559,1.2965513615813271,1.292745570814551,1.2889620570711824,1.2852676012298714,1.2815276695245519,1.2779418622726566,1.2743102201095382,1.2707646331409728,1.2672387216113452,1.2637970791698694,1.2603740801308259,1.2569695734162378,1.2536471305850656,1.2503422053231938,1.2470546594528999,1.2438470849304015,1.2407183821309993,1.2375432786391694,1.2345079587546302,1.2314260035949671,1.2284205807640585,1.2254906832298136,1.2225141270942796,1.2196726175757877,1.2168442865600946,1.2140290425793749,1.2112267950103133,1.2085558876855982,1.2058377744096223,1.2031905551761146,1.2006133774705481,1.1980472165549401,1.1955499539483254,1.1930630804953561,1.1906440088828811,1.1882347273077665,1.1858351764592747,1.1835588828102506,1.1812913114282979,1.1790324122765081,1.1768382879228898,1.1746523147266146,1.1725301892174576,1.1704712638223151,1.168419556566231,1.1664301929625425,1.1645025733037444,1.1625813142264543,1.1607210090361444,1.1588666478714407,1.1570724841660802,1.155337986602333,1.1536086814163433,1.1519921528329209,1.1503264925373136,1.1487726489356749,1.1472229974881383,1.1457307442162965,1.1442954577089037,1.1429167245933549,1.141541309881972,1.1402219140083221,1.1389581601551677,1.1377496886100475,1.1365437788018433,1.1354449610975552,1.1343482660288844,1.1333057623380203,1.1323171571553192,1.1313821734941969,1.1305005500550056,1.1296720410406746,1.1288964159838877,1.1281218552739913,1.1274514285714285,1.1268332800292411,1.1262672390172617,1.1257531495344164,1.1252908701008351,1.1248802736602053,1.1245725229127721,1.1242649405114646,1.1240599790346841,1.1239063069631794,1.1238038822564473,1.1237526769034492,1.1238038822564473,1.1239063069631794,1.1240599790346841,1.124316192560175,1.1246238030095761,1.1250342122069152,1.1254962807465887,1.1260615468906949,1.1266788487894017,1.1273998902907296,1.1282250686184812,1.1291031451723668,1.1301379278742609]
["R32",57,987,1.6005581153871116,0.76412814475151813,1.5874742533470654,1.5809615384615385,1.5746025665581307,1.5682945440671501,1.5620368611058333,1.5558289174867526,1.5496701225259191,1.5436565062277026,1.5376893821310555,1.5316730840889332,1.5258924704572172,1.5200616332819723,1.5142751888008845,1.5086249082456573,1.5030166372112868,1.4975408342947356,1.4920145190562617,1.4866184448462931,1.4812612612612612,1.475942549371634,1.4706618962432916,1.465505971834334,1.4603860729512079,1.4553877021125932,1.4503381358423997,1.4454081931665006,1.4405116523567549,1.4357317499126792,1.4309834638816366,1.4262664816099935,1.4215804945530006,1.4170066072967542,1.4124620583013576,1.4080269467915052,1.4035397222854544,1.3992397594462727,1.3948871670154408,1.390639977445729,1.3864185732756198,1.3823001905615966,1.3782062028499582,1.37413639402719,1.3701666666666665,1.3662198094393974,1.3622956252761822,1.3584687413935559,1.3547377094204891,1.3509531113058724,1.3473367932258948,1.3436665758648874,1.3400891110628126,1.3366030782570997,1.3330630776714774,1.329685141255122,1.3263242807206239,1.3229803669134215,1.3196532719781691,1.3164833991672895,1.3132587859424922,1.3101195219123505,1.3070644973236525,1.3040236874107756,1.3010656256594222,1.2981209537344074,1.295257602016701,1.292406854268197,1.2895686274509803,1.2868771197495437,1.2841968237438171,1.2815276695245519,1.2789359054138147,1.2763546033224658,1.2738494912452871,1.2714197339931954,1.2689992281965528,1.2666529710852037,1.264380190710551,1.2621155519164835,1.2599233716475096,1.2577387934111888,1.2556257000305471,1.2535834095760905,1.2515477519537199,1.2496453182002434,1.247685536500228,1.2458577490402105,1.2440353089533418,1.2422807636125524,1.2405935613682095,1.2389731739174121,1.2373570138470804,1.2358069850177886,1.2343226064761526,1.232903419316137,1.231487491885954,1.2301975259377493,1.2289102596043653,1.2276867937677336,1.2265267555201913,1.2254297923084567,1.2243955716626127,1.2234237809415154,1.2225141270942796,1.221605824954183,1.2208197208197209,1.2200949836746811,1.2194313967861556,1.2188287620459599,1.2182868998221699,1.2178056488248075,1.2174449600157966,1.2170844848006317,1.216844286560095,1.2166642000887973,1.2165441720514969,1.216484166913288,1.2165441720514969,1.2166642000887973,1.216844286560095,1.2171445491783053,1.2175050599792667,1.2179860733863399,1.2185276679841899,1.2191902713925555,1.2199139338180742,1.2207592931742812,1.2217268539158863,1.2227565691621223,1.223970223325062]
["R32",58,988,1.6272763262074426,0.76412814475151813,1.6137538441405486,1.6070241741056881,1.6004542504866968,1.5939378271828344,1.5874742533470647,1.581062888646708,1.5747031030519729,1.5684940218773848,1.5623337134169515,1.5561234147264811,1.5501571338780638,1.5441397445529674,1.5381688911063991,1.5323392357875116,1.5265536023768258,1.5209052787370496,1.5152055046998834,1.5096406929056743,1.5041166066963467,1.49863280063195,1.4931888357449898,1.4878740347490349,1.4825969341749321,1.4774456358952854,1.4722421203438396,1.4671624033313502,1.4621176191605405,1.4571935007385524,1.4523024378753975,1.4474440988320911,1.44261815629387,1.437908115671642,1.4332287308228733,1.4286624572785727,1.4240429586003811,1.4196166465204627,1.4151365618544873,1.4107653586546163,1.4064210766423357,1.4021831826709876,1.3979707516154629,1.3937835546764623,1.3896996675494446,1.3856396426765547,1.3816032715254047,1.3776672997430457,1.3738302139037435,1.3699383436093986,1.3662198094393974,1.3624461385482269,1.3587681119497548,1.3551843507885049,1.3515453748355983,1.348073244055753,1.3446189074255805,1.3411822285061723,1.3377630722499456,1.3345057085655538,1.3311923139202246,1.3279668317897908,1.3248281048560375,1.3217041800643086,1.3186654547398815,1.3156406700096022,1.3126995954864806,1.3097716409984066,1.3068567189487068,1.3040926395939085,1.3013402279442803,1.2985994102780116,1.295938206084809,1.2932878867330886,1.2907159305003142,1.2882214677461479,1.2857366280888334,1.2833281298782391,1.2809951695839612,1.2786706760680215,1.2764206603871233,1.2741785492870428,1.2720099025220486,1.269914010607075,1.2678250141366372,1.2658728121952472,1.2638618427795429,1.2619863889883849,1.2601164929491109,1.2583163265306123,1.2565853161461253,1.2549229125324379,1.2532649016718331,1.2516747868453109,1.2501520681265208,1.2486962685433649,1.2472438555679173,1.245920687042182,1.2446003229713365,1.2433454325468845,1.2421556283052131,1.2410305439541085,1.2399698340874812,1.2389731739174121,1.2380402590231412,1.2371087479935794,1.2363025715574714,1.235559340714393,1.2348788303625073,1.2342608347512758,1.2337051673252966,1.233211660583029,1.232841789552612,1.2324721403228223,1.2322258306270299,1.2320411629533423,1.2319180819180817,1.2318565506218468,1.2319180819180817,1.2320411629533423,1.2322258306270299,1.2325337331334332,1.232903419316137,1.2333966793358668,1.233952068844749,1.2346315578694433,1.2353736726106994,1.2362406015037595,1.2372328684659373,1.238288898930562,1.2395335980298536]
["R32",64,994,1.8213573591315262,0.76412814475151813,1.804433713784021,1.796023885814156,1.7878216745197528,1.7796940395439451,1.7716399683930748,1.7636584668192214,1.7557485584110482,1.7480331703168186,1.7403852939100977,1.7326823099620623,1.725288562434417,1.7178379884376953,1.7104514876205008,1.703245856353591,1.6961006808335048,1.6891308814464756,1.6821033965352612,1.675247928270615,1.6684481125693404,1.6617032744913083,1.6550127499664471,1.6484860637657908,1.6420106524633817,1.635694389176283,1.6293188874942195,1.6230997038499502,1.6169278174785284,1.6109079033311557,1.6049326478818244,1.5990015560165973,1.5931141399134423,1.587372079552037,1.5816712627461038,1.5761119631901839,1.5704915944982167,1.5651097855057745,1.5596660975147032,1.5543581017205519,1.5490861126813638,1.5439464129209965,1.5388407063081047,1.5337686567164177,1.5288246962558885,1.5239125061789418,1.519031781226903,1.5142751888008841,1.5096406929056743,1.5049426409567976,1.5004562876437306,1.4959058652271486,1.4914731494920173,1.4871562952243123,1.4827752059159498,1.4785971223021581,1.4744425180845335,1.4703111958984141,1.4662029605849827,1.4622909996442546,1.4583136234626299,1.4544435926166182,1.4506793718016584,1.4469345849222641,1.4432935393258428,1.4396707722841631,1.4361497699877712,1.4326459483009,1.4291591817813056,1.4258541943689655,1.4225644575186018,1.4192898659147146,1.4161116214974734,1.4129475794901174,1.4098782370090892,1.4069024529378207,1.4039392041896737,1.4010679997727657,1.3982877877310353,1.395518587676116,1.3928389902298521,1.3901696634913474,1.3875886125801733,1.3850949118274738,1.3826101580894719,1.3802887844190732,1.3778982066037209,1.3756693440428382,1.3734476805702507,1.3713094245204336,1.3692538307794804,1.3672801862734227,1.3653122232063775,1.3634252860854663,1.3616187268812456,1.3598919276576973,1.3581695027259209,1.3566006600660061,1.355035437613318,1.3535481038362327,1.3521381578947369,1.3508051265198813,1.349548563611491,1.3483680498605874,1.3472631923959353,1.3461601440969377,1.345205628886222,1.3443257385806167,1.3435201830364434,1.342788697119834,1.3421310404875926,1.3415469973890337,1.3411092985318109,1.3406718851924329,1.3403804347826087,1.3401619301200893,1.3400162999184999,1.3399434966858628,1.3400162999184999,1.3401619301200893,1.3403804347826087,1.3407447675998909,1.3411822285061723,1.3417659539742119,1.3424232527759632,1.3432274930559336,1.3441059458281104,1.3451322607035723,1.3463071128336694,1.3475576439733363,1.349031834591401]
["R407C",-7,1003,{"$error":"#N/A"},{"$error":"#N/A"},{"$error":"#N/A"},{"$error":"#N/A"},{"$error":"#N/A"},{"$error":"#N/A"},{"$error":"#N/A"},{"$error":"#N/A"},{"$error":"#N/A"},{"$error":"#N/A"},{"$error":"#N/A"},{"$error":"#N/A"},{"$error":"#N/A"},{"$error":"#N/A"},{"$error":"#N/A"},{"$error":"#N/A"},{"$error":"#N/A"},{"$error":"#N/A"},{"$error":"#N/A"},{"$error":"#N/A"},{"$error":"#N/A"},{"$error":"#N/A"},{"$error":"#N/A"},{"$error":"#N/A"},{"$error":"#N/A"},{"$error":"#N/A"},{"$error":"#N/A"},{"$error":"#N/A"},{"$error":"#N/A"},{"$error":"#N/A"},{"$error":"#N/A"},{"$error":"#N/A"},{"$error":"#N/A"},{"$error":"#N/A"},{"$error":"#N/A"},{"$error":"#N/A"},{"$error":"#N/A"},{"$error":"#N/A"},{"$error":"#N/A"},{"$error":"#N/A"},{"$error":"#N/A"},{"$error":"#N/A"},{"$error":"#N/A"},{"$error":"#N/A"},{"$error":"#N/A"},{"$error":"#N/A"},{"$error":"#N/A"},{"$error":"#N/A"},{"$error":"#N/A"},{"$error":"#N/A"},{"$error":"#N/A"},{"$error":"#N/A"},{"$error":"#N/A"},{"$error":"#N/A"},{"$error":"#N/A"},{"$error":"#N/A"},{"$error":"#N/A"},{"$error":"#N/A"},{"$error":"#N/A"},{"$error":"#N/A"},{"$error":"#N/A"},{"$error":"#N/A"},{"$error":"#N/A"},{"$error":"#N/A"},{"$error":"#N/A"},{"$error":"#N/A"},{"$error":"#N/A"},{"$error":"#N/A"},{"$error":"#N/A"},{"$error":"#N/A"},{"$error":"#N/A"},{"$error":"#N/A"},{"$error":"#N/A"},{"$error":"#N/A"},{"$error":"#N/A"},1.1100000000000001,1.0728,1.0356000000000001,0.99839999999999995,0.96120000000000005,0.92399999999999993,0.89280000000000004,0.86160000000000003,0.83040000000000003,0.79920000000000002,0.76800000000000002,0.748,0.72799999999999998,0.70799999999999996,0.68799999999999994,0.66800000000000004,{"$error":"#N/A"},{"$error":"#N/A"},{"$error":"#N/A"},{"$error":"#N/A"},{"$error":"#N/A"},{"$error":"#N/A"},{"$error":"#N/A"},{"$error":"#N/A"},{"$error":"#N/A"},{"$error":"#N/A"},{"$error":"#N/A"},{"$error":"#N/A"},{"$error":"#N/A"},{"$error":"#N/A"},{"$error":"#N/A"},{"$error":"#N/A"},{"$error":"#N/A"},{"$error":"#N/A"},{"$error":"#N/A"},{"$error":"#N/A"},{"$error":"#N/A"},{"$error":"#N/A"},{"$error":"#N/A"},{"$error":"#N/A"},{"$error":"#N/A"},{"$error":"#N/A"},{"$error":"#N/A"},{"$error":"#N/A"},{"$error":"#N/A"},{"$error":"#N/A"},{"$error":"#N/A"},{"$error":"#N/A"},{"$error":"#N/A"},{"$error":"#N/A"},{"$error":"#N/A"},{"$error":"#N/A"},{"$error":"#N/A"},{"$error":"#N/A"},{"$error":"#N/A"},{"$error":"#N/A"}]
["R407C",-2,1008,{"$error":"#N/A"},{"$error":"#N/A"},{"$error":"#N/A"},{"$error":"#N/A"},{"$error":"#N/A"},{"$error":"#N/A"},{"$error":"#N/A"},{"$error":"#N/A"},{"$error":"#N/A"},{"$error":"#N/A"},{"$error":"#N/A"},{"$error":"#N/A"},{"$error":"#N/A"},{"$error":"#N/A"},{"$error":"#N/A"},{"$error":"#N/A"},{"$error":"#N/A"},{"$error":"#N/A"},{"$error":"#N/A"},{"$error":"#N/A"},{"$error":"#N/A"},{"$error":"#N/A"},{"$error":"#N/A"},{"$error":"#N/A"},{"$error":"#N/A"},{"$error":"#N/A"},{"$error":"#N/A"},{"$error":"#N/A"},{"$error":"#N/A"},{"$error":"#N/A"},{"$error":"#N/A"},{"$error":"#N/A"},{"$error":"#N/A"},{"$error":"#N/A"},{"$error":"#N/A"},{"$error":"#N/A"},{"$error":"#N/A"},{"$error":"#N/A"},{"$error":"#N/A"},{"$error":"#N/A"},{"$error":"#N/A"},{"$error":"#N/A"},{"$error":"#N/A"},{"$error":"#N/A"},{"$error":"#N/A"},{"$error":"#N/A"},{"$error":"#N/A"},{"$error":"#N/A"},{"$error":"#N/A"},{"$error":"#N/A"},{"$error":"#N/A"},{"$error":"#N/A"},{"$error":"#N/A"},{"$error":"#N/A"},{"$error":"#N/A"},{"$error":"#N/A"},{"$error":"#N/A"},{"$error":"#N/A"},{"$error":"#N/A"},{"$error":"#N/A"},{"$error":"#N/A"},{"$error":"#N/A"},{"$error":"#N/A"},{"$error":"#N/A"},{"$error":"#N/A"},{"$error":"#N/A"},{"$error":"#N/A"},{"$error":"#N/A"},{"$error":"#N/A"},{"$error":"#N/A"},{"$error":"#N/A"},{"$error":"#N/A"},{"$error":"#N/A"},{"$error":"#N/A"},{"$error":"#N/A"},1.1599999999999999,1.1208,1.0816000000000001,1.0424,1.0032000000000001,0.96399999999999997,0.93079999999999996,0.89760000000000006,0.86439999999999995,0.83120000000000005,0.79800000000000004,0.77800000000000002,0.75800000000000001,0.73799999999999999,0.71799999999999997,0.69799999999999995,0.69599999999999995,0.69399999999999995,0.69199999999999995,0.69,0.68799999999999994,{"$error":"#N/A"},{"$error":"#N/A"},{"$error":"#N/A"},{"$error":"#N/A"},{"$error":"#N/A"},{"$error":"#N/A"},{"$error":"#N/A"},{"$error":"#N/A"},{"$error":"#N/A"},{"$error":"#N/A"},{"$error":"#N/A"},{"$error":"#N/A"},{"$error":"#N/A"},{"$error":"#N/A"},{"$error":"#N/A"},{"$error":"#N/A"},{"$error":"#N/A"},{"$error":"#N/A"},{"$error":"#N/A"},{"$error":"#N/A"},{"$error":"#N/A"},{"$error":"#N/A"},{"$error":"#N/A"},{"$error":"#N/A"},{"$error":"#N/A"},{"$error":"#N/A"},{"$error":"#N/A"},{"$error":"#N/A"},{"$error":"#N/A"},{"$error":"#N/A"},{"$error":"#N/A"},{"$error":"#N/A"},{"$error":"#N/A"},{"$error":"#N/A"},{"$error":"#N/A"}]
["R407C",2,1012,{"$error":"#N/A"},{"$error":"#N/A"},{"$error":"#N/A"},{"$error":"#N/A"},{"$error":"#N/A"},{"$error":"#N/A"},{"$error":"#N/A"},{"$error":"#N/A"},{"$error":"#N/A"},{"$error":"#N/A"},{"$error":"#N/A"},{"$error":"#N/A"},{"$error":"#N/A"},{"$error":"#N/A"},{"$error":"#N/A"},{"$error":"#N/A"},{"$error":"#N/A"},{"$error":"#N/A"},{"$error":"#N/A"},{"$error":"#N/A"},{"$error":"#N/A"},{"$error":"#N/A"},{"$error":"#N/A"},{"$error":"#N/A"},{"$error":"#N/A"},{"$error":"#N/A"},{"$error":"#N/A"},{"$error":"#N/A"},{"$error":"#N/A"},{"$error":"#N/A"},{"$error":"#N/A"},{"$error":"#N/A"},{"$error":"#N/A"},{"$error":"#N/A"},{"$error":"#N/A"},{"$error":"#N/A"},{"$error":"#N/A"},{"$error":"#N/A"},{"$error":"#N/A"},{"$error":"#N/A"},{"$error":"#N/A"},{"$error":"#N/A"},{"$error":"#N/A"},{"$error":"#N/A"},{"$error":"#N/A"},{"$error":"#N/A"},{"$error":"#N/A"},{"$error":"#N/A"},{"$error":"#N/A"},{"$error":"#N/A"},{"$error":"#N/A"},{"$error":"#N/A"},{"$error":"#N/A"},{"$error":"#N/A"},{"$error":"#N/A"},{"$error":"#N/A"},{"$error":"#N/A"},{"$error":"#N/A"},{"$error":"#N/A"},{"$error":"#N/A"},{"$error":"#N/A"},{"$error":"#N/A"},{"$error":"#N/A"},{"$error":"#N/A"},{"$error":"#N/A"},{"$error":"#N/A"},{"$error":"#N/A"},{"$error":"#N/A"},{"$error":"#N/A"},{"$error":"#N/A"},{"$error":"#N/A"},{"$error":"#N/A"},{"$error":"#N/A"},{"$error":"#N/A"},{"$error":"#N/A"},1.2,1.1592,1.1184000000000001,1.0776000000000001,1.0367999999999999,0.996,0.96199999999999997,0.92800000000000005,0.89400000000000002,0.86,0.82600000000000007,0.80520000000000003,0.78439999999999999,0.76360000000000006,0.74280000000000002,0.72199999999999998,0.72,0.71799999999999997,0.71599999999999997,0.71399999999999997,0.71199999999999997,0.71,0.70799999999999996,0.70599999999999996,0.70399999999999996,0.70199999999999996,{"$error":"#N/A"},{"$error":"#N/A"},{"$error":"#N/A"},{"$error":"#N/A"},{"$error":"#N/A"},{"$error":"#N/A"},{"$error":"#N/A"},{"$error":"#N/A"},{"$error":"#N/A"},{"$error":"#N/A"},{"$error":"#N/A"},{"$error":"#N/A"},{"$error":"#N/A"},{"$error":"#N/A"},{"$error":"#N/A"},{"$error":"#N/A"},{"$error":"#N/A"},{"$error":"#N/A"},{"$error":"#N/A"},{"$error":"#N/A"},{"$error":"#N/A"},{"$error":"#N/A"},{"$error":"#N/A"},{"$error":"#N/A"},{"$error":"#N/A"},{"$error":"#N/A"},{"$error":"#N/A"},{"$error":"#N/A"},{"$error":"#N/A"},{"$error":"#N/A"}]
["R407C",5,1015,{"$error":"#N/A"},{"$error":"#N/A"},{"$error":"#N/A"},{"$error":"#N/A"},{"$error":"#N/A"},{"$error":"#N/A"},{"$error":"#N/A"},{"$error":"#N/A"},{"$error":"#N/A"},{"$error":"#N/A"},{"$error":"#N/A"},{"$error":"#N/A"},{"$error":"#N/A"},{"$error":"#N/A"},{"$error":"#N/A"},{"$error":"#N/A"},{"$error":"#N/A"},{"$error":"#N/A"},{"$error":"#N/A"},{"$error":"#N/A"},{"$error":"#N/A"},{"$error":"#N/A"},{"$error":"#N/A"},{"$error":"#N/A"},{"$error":"#N/A"},{"$error":"#N/A"},{"$error":"#N/A"},{"$error":"#N/A"},{"$error":"#N/A"},{"$error":"#N/A"},{"$error":"#N/A"},{"$error":"#N/A"},{"$error":"#N/A"},{"$error":"#N/A"},{"$error":"#N/A"},{"$error":"#N/A"},{"$error":"#N/A"},{"$error":"#N/A"},{"$error":"#N/A"},{"$error":"#N/A"},{"$error":"#N/A"},{"$error":"#N/A"},{"$error":"#N/A"},{"$error":"#N/A"},{"$error":"#N/A"},{"$error":"#N/A"},{"$error":"#N/A"},{"$error":"#N/A"},{"$error":"#N/A"},{"$error":"#N/A"},{"$error":"#N/A"},{"$error":"#N/A"},{"$error":"#N/A"},{"$error":"#N/A"},{"$error":"#N/A"},{"$error":"#N/A"},{"$error":"#N/A"},{"$error":"#N/A"},{"$error":"#N/A"},{"$error":"#N/A"},{"$error":"#N/A"},{"$error":"#N/A"},{"$error":"#N/A"},{"$error":"#N/A"},{"$error":"#N/A"},{"$error":"#N/A"},{"$error":"#N/A"},{"$error":"#N/A"},{"$error":"#N/A"},{"$error":"#N/A"},{"$error":"#N/A"},{"$error":"#N/A"},{"$error":"#N/A"},{"$error":"#N/A"},{"$error":"#N/A"},1.23,1.1879999999999999,1.1459999999999999,1.1040000000000001,1.0620000000000001,1.02,0.98599999999999999,0.95199999999999996,0.91800000000000004,0.88400000000000001,0.85,0.82799999999999996,0.80600000000000005,0.78400000000000003,0.76200000000000001,0.74,0.73799999999999999,0.73599999999999999,0.73399999999999999,0.73199999999999998,0.73,0.72799999999999998,0.72599999999999998,0.72399999999999998,0.72199999999999998,0.72,0.71799999999999997,0.71599999999999997,0.71399999999999997,0.71199999999999997,0.71,{"$error":"#N/A"},{"$error":"#N/A"},{"$error":"#N/A"},{"$error":"#N/A"},{"$error":"#N/A"},{"$error":"#N/A"},{"$error":"#N/A"},{"$error":"#N/A"},{"$error":"#N/A"},{"$error":"#N/A"},{"$error":"#N/A"},{"$error":"#N/A"},{"$error":"#N/A"},{"$error":"#N/A"},{"$error":"#N/A"},{"$error":"#N/A"},{"$error":"#N/A"},{"$error":"#N/A"},{"$error":"#N/A"},{"$error":"#N/A"},{"$error":"#N/A"},{"$error":"#N/A"},{"$error":"#N/A"},{"$error":"#N/A"},{"$error":"#N/A"}]
["R407C",10,1020,{"$error":"#N/A"},{"$error":"#N/A"},{"$error":"#N/A"},{"$error":"#N/A"},{"$error":"#N/A"},{"$error":"#N/A"},{"$error":"#N/A"},{"$error":"#N/A"},{"$error":"#N/A"},{"$error":"#N/A"},{"$error":"#N/A"},{"$error":"#N/A"},{"$error":"#N/A"},{"$error":"#N/A"},{"$error":"#N/A"},{"$error":"#N/A"},{"$error":"#N/A"},{"$error":"#N/A"},{"$error":"#N/A"},{"$error":"#N/A"},{"$error":"#N/A"},{"$error":"#N/A"},{"$error":"#N/A"},{"$error":"#N/A"},{"$error":"#N/A"},{"$error":"#N/A"},{"$error":"#N/A"},{"$error":"#N/A"},{"$error":"#N/A"},{"$error":"#N/A"},{"$error":"#N/A"},{"$error":"#N/A"},{"$error":"#N/A"},{"$error":"#N/A"},{"$error":"#N/A"},{"$error":"#N/A"},{"$error":"#N/A"},{"$error":"#N/A"},{"$error":"#N/A"},{"$error":"#N/A"},{"$error":"#N/A"},{"$error":"#N/A"},{"$error":"#N/A"},{"$error":"#N/A"},{"$error":"#N/A"},{"$error":"#N/A"},{"$error":"#N/A"},{"$error":"#N/A"},{"$error":"#N/A"},{"$error":"#N/A"},{"$error":"#N/A"},{"$error":"#N/A"},{"$error":"#N/A"},{"$error":"#N/A"},{"$error":"#N/A"},{"$error":"#N/A"},{"$error":"#N/A"},{"$error":"#N/A"},{"$error":"#N/A"},{"$error":"#N/A"},{"$error":"#N/A"},{"$error":"#N/A"},{"$error":"#N/A"},{"$error":"#N/A"},{"$error":"#N/A"},{"$error":"#N/A"},{"$error":"#N/A"},{"$error":"#N/A"},{"$error":"#N/A"},{"$error":"#N/A"},{"$error":"#N/A"},{"$error":"#N/A"},{"$error":"#N/A"},{"$error":"#N/A"},{"$error":"#N/A"},1.29,1.246,1.202,1.1579999999999999,1.1140000000000001,1.07,1.034,0.998,0.96199999999999997,0.92600000000000005,0.89,0.86599999999999999,0.84199999999999997,0.81799999999999995,0.79400000000000004,0.77,0.76800000000000002,0.76600000000000001,0.76400000000000001,0.76200000000000001,0.76,0.75800000000000001,0.75600000000000001,0.754,0.752,0.75,0.748,0.746,0.74399999999999999,0.74199999999999999,0.74,0.73799999999999999,0.73599999999999999,0.73399999999999999,0.73199999999999998,0.73,{"$error":"#N/A"},{"$error":"#N/A"},{"$error":"#N/A"},{"$error":"#N/A"},{"$error":"#N/A"},{"$error":"#N/A"},{"$error":"#N/A"},{"$error":"#N/A"},{"$error":"#N/A"},{"$error":"#N/A"},{"$error":"#N/A"},{"$error":"#N/A"},{"$error":"#N/A"},{"$error":"#N/A"},{"$error":"#N/A"},{"$error":"#N/A"},{"$error":"#N/A"},{"$error":"#N/A"},{"$error":"#N/A"},{"$error":"#N/A"}]
["R407C",16,1026,{"$error":"#N/A"},{"$error":"#N/A"},{"$error":"#N/A"},{"$error":"#N/A"},{"$error":"#N/A"},{"$error":"#N/A"},{"$error":"#N/A"},{"$error":"#N/A"},{"$error":"#N/A"},{"$error":"#N/A"},{"$error":"#N/A"},{"$error":"#N/A"},{"$error":"#N/A"},{"$error":"#N/A"},{"$error":"#N/A"},{"$error":"#N/A"},{"$error":"#N/A"},{"$error":"#N/A"},{"$error":"#N/A"},{"$error":"#N/A"},{"$error":"#N/A"},{"$error":"#N/A"},{"$error":"#N/A"},{"$error":"#N/A"},{"$error":"#N/A"},{"$error":"#N/A"},{"$error":"#N/A"},{"$error":"#N/A"},{"$error":"#N/A"},{"$error":"#N/A"},{"$error":"#N/A"},{"$error":"#N/A"},{"$error":"#N/A"},{"$error":"#N/A"},{"$error":"#N/A"},{"$error":"#N/A"},{"$error":"#N/A"},{"$error":"#N/A"},{"$error":"#N/A"},{"$error":"#N/A"},{"$error":"#N/A"},{"$error":"#N/A"},{"$error":"#N/A"},{"$error":"#N/A"},{"$error":"#N/A"},{"$error":"#N/A"},{"$error":"#N/A"},{"$error":"#N/A"},{"$error":"#N/A"},{"$error":"#N/A"},{"$error":"#N/A"},{"$error":"#N/A"},{"$error":"#N/A"},{"$error":"#N/A"},{"$error":"#N/A"},{"$error":"#N/A"},{"$error":"#N/A"},{"$error":"#N/A"},{"$error":"#N/A"},{"$error":"#N/A"},{"$error":"#N/A"},{"$error":"#N/A"},{"$error":"#N/A"},{"$error":"#N/A"},{"$error":"#N/A"},{"$error":"#N/A"},{"$error":"#N/A"},{"$error":"#N/A"},{"$error":"#N/A"},{"$error":"#N/A"},{"$error":"#N/A"},{"$error":"#N/A"},{"$error":"#N/A"},{"$error":"#N/A"},{"$error":"#N/A"},1.3660000000000001,1.3191999999999999,1.2724,1.2256,1.1787999999999998,1.1320000000000001,1.0936000000000001,1.0552000000000001,1.0167999999999999,0.97839999999999994,0.94,0.91559999999999997,0.89119999999999999,0.86680000000000001,0.84239999999999993,0.81800000000000006,0.81600000000000006,0.81400000000000006,0.81200000000000006,0.81,0.80800000000000005,0.80400000000000005,0.8,0.79600000000000004,0.79200000000000004,0.78800000000000003,0.78600000000000003,0.78400000000000003,0.78200000000000003,0.78,0.77800000000000002,0.77600000000000002,0.77400000000000002,0.77200000000000002,0.77,0.76800000000000002,0.76600000000000001,0.76400000000000001,0.76200000000000001,0.76,0.75800000000000001,{"$error":"#N/A"},{"$error":"#N/A"},{"$error":"#N/A"},{"$error":"#N/A"},{"$error":"#N/A"},{"$error":"#N/A"},{"$error":"#N/A"},{"$error":"#N/A"},{"$error":"#N/A"},{"$error":"#N/A"},{"$error":"#N/A"},{"$error":"#N/A"},{"$error":"#N/A"},{"$error":"#N/A"},{"$error":"#N/A"}]
["R407C",17,1027,{"$error":"#N/A"},{"$error":"#N/A"},{"$error":"#N/A"},{"$error":"#N/A"},{"$error":"#N/A"},{"$error":"#N/A"},{"$error":"#N/A"},{"$error":"#N/A"},{"$error":"#N/A"},{"$error":"#N/A"},{"$error":"#N/A"},{"$error":"#N/A"},{"$error":"#N/A"},{"$error":"#N/A"},{"$error":"#N/A"},{"$error":"#N/A"},{"$error":"#N/A"},{"$error":"#N/A"},{"$error":"#N/A"},{"$error":"#N/A"},{"$error":"#N/A"},{"$error":"#N/A"},{"$error":"#N/A"},{"$error":"#N/A"},{"$error":"#N/A"},{"$error":"#N/A"},{"$error":"#N/A"},{"$error":"#N/A"},{"$error":"#N/A"},{"$error":"#N/A"},{"$error":"#N/A"},{"$error":"#N/A"},{"$error":"#N/A"},{"$error":"#N/A"},{"$error":"#N/A"},{"$error":"#N/A"},{"$error":"#N/A"},{"$error":"#N/A"},{"$error":"#N/A"},{"$error":"#N/A"},{"$error":"#N/A"},{"$error":"#N/A"},{"$error":"#N/A"},{"$error":"#N/A"},{"$error":"#N/A"},{"$error":"#N/A"},{"$error":"#N/A"},{"$error":"#N/A"},{"$error":"#N/A"},{"$error":"#N/A"},{"$error":"#N/A"},{"$error":"#N/A"},{"$error":"#N/A"},{"$error":"#N/A"},{"$error":"#N/A"},{"$error":"#N/A"},{"$error":"#N/A"},{"$error":"#N/A"},{"$error":"#N/A"},{"$error":"#N/A"},{"$error":"#N/A"},{"$error":"#N/A"},{"$error":"#N/A"},{"$error":"#N/A"},{"$error":"#N/A"},{"$error":"#N/A"},{"$error":"#N/A"},{"$error":"#N/A"},{"$error":"#N/A"},{"$error":"#N/A"},{"$error":"#N/A"},{"$error":"#N/A"},{"$error":"#N/A"},{"$error":"#N/A"},{"$error":"#N/A"},1.3820000000000001,1.3344,1.2867999999999999,1.2392000000000001,1.1916,1.1440000000000001,1.1052,1.0664,1.0276000000000001,0.98880000000000001,0.95,0.92520000000000002,0.90039999999999998,0.87560000000000004,0.8508,0.82600000000000007,0.82400000000000007,0.82200000000000006,0.82,0.81800000000000006,0.81600000000000006,0.81200000000000006,0.80800000000000005,0.80400000000000005,0.8,0.79600000000000004,0.79400000000000004,0.79200000000000004,0.79,0.78800000000000003,0.78600000000000003,0.78400000000000003,0.78200000000000003,0.78,0.77800000000000002,0.77600000000000002,0.77400000000000002,0.77200000000000002,0.77,0.76800000000000002,0.76600000000000001,{"$error":"#N/A"},{"$error":"#N/A"},{"$error":"#N/A"},{"$error":"#N/A"},{"$error":"#N/A"},{"$error":"#N/A"},{"$error":"#N/A"},{"$error":"#N/A"},{"$error":"#N/A"},{"$error":"#N/A"},{"$error":"#N/A"},{"$error":"#N/A"},{"$error":"#N/A"},{"$error":"#N/A"},{"$error":"#N/A"}]
["R407C",22,1032,{"$error":"#N/A"},{"$error":"#N/A"},{"$error":"#N/A"},{"$error":"#N/A"},{"$error":"#N/A"},{"$error":"#N/A"},{"$error":"#N/A"},{"$error":"#N/A"},{"$error":"#N/A"},{"$error":"#N/A"},{"$error":"#N/A"},{"$error":"#N/A"},{"$error":"#N/A"},{"$error":"#N/A"},{"$error":"#N/A"},{"$error":"#N/A"},{"$error":"#N/A"},{"$error":"#N/A"},{"$error":"#N/A"},{"$error":"#N/A"},{"$error":"#N/A"},{"$error":"#N/A"},{"$error":"#N/A"},{"$error":"#N/A"},{"$error":"#N/A"},{"$error":"#N/A"},{"$error":"#N/A"},{"$error":"#N/A"},{"$error":"#N/A"},{"$error":"#N/A"},{"$error":"#N/A"},{"$error":"#N/A"},{"$error":"#N/A"},{"$error":"#N/A"},{"$error":"#N/A"},{"$error":"#N/A"},{"$error":"#N/A"},{"$error":"#N/A"},{"$error":"#N/A"},{"$error":"#N/A"},{"$error":"#N/A"},{"$error":"#N/A"},{"$error":"#N/A"},{"$error":"#N/A"},{"$error":"#N/A"},{"$error":"#N/A"},{"$error":"#N/A"},{"$error":"#N/A"},{"$error":"#N/A"},{"$error":"#N/A"},{"$error":"#N/A"},{"$error":"#N/A"},{"$error":"#N/A"},{"$error":"#N/A"},{"$error":"#N/A"},{"$error":"#N/A"},{"$error":"#N/A"},{"$error":"#N/A"},{"$error":"#N/A"},{"$error":"#N/A"},{"$error":"#N/A"},{"$error":"#N/A"},{"$error":"#N/A"},{"$error":"#N/A"},{"$error":"#N/A"},{"$error":"#N/A"},{"$error":"#N/A"},{"$error":"#N/A"},{"$error":"#N/A"},{"$error":"#N/A"},{"$error":"#N/A"},{"$error":"#N/A"},{"$error":"#N/A"},{"$error":"#N/A"},{"$error":"#N/A"},1.462,1.4112,1.3604000000000001,1.3096000000000001,1.2587999999999999,1.208,1.1663999999999999,1.1248,1.0832000000000002,1.0416000000000001,1,0.97399999999999998,0.94800000000000006,0.92200000000000004,0.89600000000000002,0.87,0.86719999999999997,0.86439999999999995,0.86160000000000003,0.85880000000000001,0.85599999999999998,0.8528,0.84960000000000002,0.84639999999999993,0.84319999999999995,0.84,0.83719999999999994,0.83439999999999992,0.83160000000000001,0.82879999999999998,0.82600000000000007,0.82400000000000007,0.82200000000000006,0.82,0.81800000000000006,0.81600000000000006,0.81400000000000006,0.81200000000000006,0.81,0.80800000000000005,0.80600000000000005,0.80400000000000005,0.80200000000000005,0.8,0.79800000000000004,0.79600000000000004,{"$error":"#N/A"},{"$error":"#N/A"},{"$error":"#N/A"},{"$error":"#N/A"},{"$error":"#N/A"},{"$error":"#N/A"},{"$error":"#N/A"},{"$error":"#N/A"},{"$error":"#N/A"},{"$error":"#N/A"}]
["R407C",25,1035,{"$error":"#N/A"},{"$error":"#N/A"},{"$error":"#N/A"},{"$error":"#N/A"},{"$error":"#N/A"},{"$error":"#N/A"},{"$error":"#N/A"},{"$error":"#N/A"},{"$error":"#N/A"},{"$error":"#N/A"},{"$error":"#N/A"},{"$error":"#N/A"},{"$error":"#N/A"},{"$error":"#N/A"},{"$error":"#N/A"},{"$error":"#N/A"},{"$error":"#N/A"},{"$error":"#N/A"},{"$error":"#N/A"},{"$error":"#N/A"},{"$error":"#N/A"},{"$error":"#N/A"},{"$error":"#N/A"},{"$error":"#N/A"},{"$error":"#N/A"},{"$error":"#N/A"},{"$error":"#N/A"},{"$error":"#N/A"},{"$error":"#N/A"},{"$error":"#N/A"},{"$error":"#N/A"},{"$error":"#N/A"},{"$error":"#N/A"},{"$error":"#N/A"},{"$error":"#N/A"},{"$error":"#N/A"},{"$error":"#N/A"},{"$error":"#N/A"},{"$error":"#N/A"},{"$error":"#N/A"},{"$error":"#N/A"},{"$error":"#N/A"},{"$error":"#N/A"},{"$error":"#N/A"},{"$error":"#N/A"},{"$error":"#N/A"},{"$error":"#N/A"},{"$error":"#N/A"},{"$error":"#N/A"},{"$error":"#N/A"},{"$error":"#N/A"},{"$error":"#N/A"},{"$error":"#N/A"},{"$error":"#N/A"},{"$error":"#N/A"},{"$error":"#N/A"},{"$error":"#N/A"},{"$error":"#N/A"},{"$error":"#N/A"},{"$error":"#N/A"},{"$error":"#N/A"},{"$error":"#N/A"},{"$error":"#N/A"},{"$error":"#N/A"},{"$error":"#N/A"},{"$error":"#N/A"},{"$error":"#N/A"},{"$error":"#N/A"},{"$error":"#N/A"},{"$error":"#N/A"},{"$error":"#N/A"},{"$error":"#N/A"},{"$error":"#N/A"},{"$error":"#N/A"},{"$error":"#N/A"},1.51,1.458,1.4059999999999999,1.3540000000000001,1.302,1.25,1.206,1.1619999999999999,1.1180000000000001,1.0740000000000001,1.03,1.004,0.97799999999999998,0.95199999999999996,0.92600000000000005,0.9,0.89600000000000002,0.89200000000000002,0.88800000000000001,0.88400000000000001,0.88,0.878,0.876,0.874,0.872,0.87,0.86599999999999999,0.86199999999999999,0.85799999999999998,0.85399999999999998,0.85,0.84799999999999998,0.84599999999999997,0.84399999999999997,0.84199999999999997,0.84,0.83799999999999997,0.83599999999999997,0.83399999999999996,0.83199999999999996,0.83,0.82799999999999996,0.82599999999999996,0.82399999999999995,0.82199999999999995,0.82,0.81799999999999995,0.81599999999999995,0.81399999999999995,0.81200000000000006,0.81,{"$error":"#N/A"},{"$error":"#N/A"},{"$error":"#N/A"},{"$error":"#N/A"},{"$error":"#N/A"}]
["R407C",33,1043,{"$error":"#N/A"},{"$error":"#N/A"},{"$error":"#N/A"},{"$error":"#N/A"},{"$error":"#N/A"},{"$error":"#N/A"},{"$error":"#N/A"},{"$error":"#N/A"},{"$error":"#N/A"},{"$error":"#N/A"},{"$error":"#N/A"},{"$error":"#N/A"},{"$error":"#N/A"},{"$error":"#N/A"},{"$error":"#N/A"},{"$error":"#N/A"},{"$error":"#N/A"},{"$error":"#N/A"},{"$error":"#N/A"},{"$error":"#N/A"},{"$error":"#N/A"},{"$error":"#N/A"},{"$error":"#N/A"},{"$error":"#N/A"},{"$error":"#N/A"},{"$error":"#N/A"},{"$error":"#N/A"},{"$error":"#N/A"},{"$error":"#N/A"},{"$error":"#N/A"},{"$error":"#N/A"},{"$error":"#N/A"},{"$error":"#N/A"},{"$error":"#N/A"},{"$error":"#N/A"},{"$error":"#N/A"},{"$error":"#N/A"},{"$error":"#N/A"},{"$error":"#N/A"},{"$error":"#N/A"},{"$error":"#N/A"},{"$error":"#N/A"},{"$error":"#N/A"},{"$error":"#N/A"},{"$error":"#N/A"},{"$error":"#N/A"},{"$error":"#N/A"},{"$error":"#N/A"},{"$error":"#N/A"},{"$error":"#N/A"},{"$error":"#N/A"},{"$error":"#N/A"},{"$error":"#N/A"},{"$error":"#N/A"},{"$error":"#N/A"},{"$error":"#N/A"},{"$error":"#N/A"},{"$error":"#N/A"},{"$error":"#N/A"},{"$error":"#N/A"},{"$error":"#N/A"},{"$error":"#N/A"},{"$error":"#N/A"},{"$error":"#N/A"},{"$error":"#N/A"},{"$error":"#N/A"},{"$error":"#N/A"},{"$error":"#N/A"},{"$error":"#N/A"},{"$error":"#N/A"},{"$error":"#N/A"},{"$error":"#N/A"},{"$error":"#N/A"},{"$error":"#N/A"},{"$error":"#N/A"},1.6659999999999999,1.6075999999999999,1.5492000000000001,1.4907999999999999,1.4323999999999999,1.3739999999999999,1.3276000000000001,1.2812000000000001,1.2347999999999999,1.1883999999999999,1.1419999999999999,1.1108,1.0796000000000001,1.0484,1.0172000000000001,0.98599999999999999,0.98199999999999998,0.97799999999999998,0.97399999999999998,0.97,0.96599999999999997,0.96399999999999997,0.96199999999999997,0.96,0.95799999999999996,0.95599999999999996,0.95199999999999996,0.94799999999999995,0.94399999999999995,0.94,0.93599999999999994,0.93279999999999996,0.92959999999999998,0.9264,0.92320000000000002,0.92,0.91799999999999993,0.91600000000000004,0.91400000000000003,0.91200000000000003,0.91,0.90800000000000003,0.90600000000000003,0.90400000000000003,0.90200000000000002,0.9,0.89600000000000002,0.89200000000000002,0.88800000000000001,0.88400000000000001,0.88,0.87880000000000003,0.87760000000000005,0.87639999999999996,0.87519999999999998,0.874]
["R407C",34,1044,{"$error":"#N/A"},{"$error":"#N/A"},{"$error":"#N/A"},{"$error":"#N/A"},{"$error":"#N/A"},{"$error":"#N/A"},{"$error":"#N/A"},{"$error":"#N/A"},{"$error":"#N/A"},{"$error":"#N/A"},{"$error":"#N/A"},{"$error":"#N/A"},{"$error":"#N/A"},{"$error":"#N/A"},{"$error":"#N/A"},{"$error":"#N/A"},{"$error":"#N/A"},{"$error":"#N/A"},{"$error":"#N/A"},{"$error":"#N/A"},{"$error":"#N/A"},{"$error":"#N/A"},{"$error":"#N/A"},{"$error":"#N/A"},{"$error":"#N/A"},{"$error":"#N/A"},{"$error":"#N/A"},{"$error":"#N/A"},{"$error":"#N/A"},{"$error":"#N/A"},{"$error":"#N/A"},{"$error":"#N/A"},{"$error":"#N/A"},{"$error":"#N/A"},{"$error":"#N/A"},{"$error":"#N/A"},{"$error":"#N/A"},{"$error":"#N/A"},{"$error":"#N/A"},{"$error":"#N/A"},{"$error":"#N/A"},{"$error":"#N/A"},{"$error":"#N/A"},{"$error":"#N/A"},{"$error":"#N/A"},{"$error":"#N/A"},{"$error":"#N/A"},{"$error":"#N/A"},{"$error":"#N/A"},{"$error":"#N/A"},{"$error":"#N/A"},{"$error":"#N/A"},{"$error":"#N/A"},{"$error":"#N/A"},{"$error":"#N/A"},{"$error":"#N/A"},{"$error":"#N/A"},{"$error":"#N/A"},{"$error":"#N/A"},{"$error":"#N/A"},{"$error":"#N/A"},{"$error":"#N/A"},{"$error":"#N/A"},{"$error":"#N/A"},{"$error":"#N/A"},{"$error":"#N/A"},{"$error":"#N/A"},{"$error":"#N/A"},{"$error":"#N/A"},{"$error":"#N/A"},{"$error":"#N/A"},{"$error":"#N/A"},{"$error":"#N/A"},{"$error":"#N/A"},{"$error":"#N/A"},1.6879999999999999,1.6288,1.5696000000000001,1.5104,1.4512,1.3919999999999999,1.3448,1.2976000000000001,1.2504,1.2032,1.1559999999999999,1.1243999999999998,1.0928,1.0612000000000001,1.0296000000000001,0.998,0.99399999999999999,0.99,0.98599999999999999,0.98199999999999998,0.97799999999999998,0.97599999999999998,0.97399999999999998,0.97199999999999998,0.97,0.96799999999999997,0.96399999999999997,0.96,0.95599999999999996,0.95199999999999996,0.94799999999999995,0.94440000000000002,0.94079999999999997,0.93719999999999992,0.93359999999999999,0.93,0.92799999999999994,0.92600000000000005,0.92400000000000004,0.92200000000000004,0.92,0.91800000000000004,0.91600000000000004,0.91400000000000003,0.91200000000000003,0.91,0.90600000000000003,0.90200000000000002,0.89800000000000002,0.89400000000000002,0.89,0.88839999999999997,0.88680000000000003,0.88519999999999999,0.88360000000000005,0.88200000000000001]
["R407C",40,1050,{"$error":"#N/A"},{"$error":"#N/A"},{"$error":"#N/A"},{"$error":"#N/A"},{"$error":"#N/A"},{"$error":"#N/A"},{"$error":"#N/A"},{"$error":"#N/A"},{"$error":"#N/A"},{"$error":"#N/A"},{"$error":"#N/A"},{"$error":"#N/A"},{"$error":"#N/A"},{"$error":"#N/A"},{"$error":"#N/A"},{"$error":"#N/A"},{"$error":"#N/A"},{"$error":"#N/A"},{"$error":"#N/A"},{"$error":"#N/A"},{"$error":"#N/A"},{"$error":"#N/A"},{"$error":"#N/A"},{"$error":"#N/A"},{"$error":"#N/A"},{"$error":"#N/A"},{"$error":"#N/A"},{"$error":"#N/A"},{"$error":"#N/A"},{"$error":"#N/A"},{"$error":"#N/A"},{"$error":"#N/A"},{"$error":"#N/A"},{"$error":"#N/A"},{"$error":"#N/A"},{"$error":"#N/A"},{"$error":"#N/A"},{"$error":"#N/A"},{"$error":"#N/A"},{"$error":"#N/A"},{"$error":"#N/A"},{"$error":"#N/A"},{"$error":"#N/A"},{"$error":"#N/A"},{"$error":"#N/A"},{"$error":"#N/A"},{"$error":"#N/A"},{"$error":"#N/A"},{"$error":"#N/A"},{"$error":"#N/A"},{"$error":"#N/A"},{"$error":"#N/A"},{"$error":"#N/A"},{"$error":"#N/A"},{"$error":"#N/A"},{"$error":"#N/A"},{"$error":"#N/A"},{"$error":"#N/A"},{"$error":"#N/A"},{"$error":"#N/A"},{"$error":"#N/A"},{"$error":"#N/A"},{"$error":"#N/A"},{"$error":"#N/A"},{"$error":"#N/A"},{"$error":"#N/A"},{"$error":"#N/A"},{"$error":"#N/A"},{"$error":"#N/A"},{"$error":"#N/A"},{"$error":"#N/A"},{"$error":"#N/A"},{"$error":"#N/A"},{"$error":"#N/A"},{"$error":"#N/A"},1.84,1.776,1.712,1.6479999999999999,1.5840000000000001,1.52,1.466,1.4119999999999999,1.3580000000000001,1.304,1.25,1.216,1.1819999999999999,1.1479999999999999,1.1140000000000001,1.08,1.0760000000000001,1.0720000000000001,1.0680000000000001,1.0640000000000001,1.06,1.056,1.052,1.048,1.044,1.04,1.036,1.032,1.028,1.024,1.02,1.018,1.016,1.014,1.012,1.01,1.006,1.002,0.998,0.99399999999999999,0.99,0.98799999999999999,0.98599999999999999,0.98399999999999999,0.98199999999999998,0.98,0.97599999999999998,0.97199999999999998,0.96799999999999997,0.96399999999999997,0.96,0.95799999999999996,0.95599999999999996,0.95399999999999996,0.95199999999999996,0.95]
["R407C",45,1055,{"$error":"#N/A"},{"$error":"#N/A"},{"$error":"#N/A"},{"$error":"#N/A"},{"$error":"#N/A"},{"$error":"#N/A"},{"$error":"#N/A"},{"$error":"#N/A"},{"$error":"#N/A"},{"$error":"#N/A"},{"$error":"#N/A"},{"$error":"#N/A"},{"$error":"#N/A"},{"$error":"#N/A"},{"$error":"#N/A"},{"$error":"#N/A"},{"$error":"#N/A"},{"$error":"#N/A"},{"$error":"#N/A"},{"$error":"#N/A"},{"$error":"#N/A"},{"$error":"#N/A"},{"$error":"#N/A"},{"$error":"#N/A"},{"$error":"#N/A"},{"$error":"#N/A"},{"$error":"#N/A"},{"$error":"#N/A"},{"$error":"#N/A"},{"$error":"#N/A"},{"$error":"#N/A"},{"$error":"#N/A"},{"$error":"#N/A"},{"$error":"#N/A"},{"$error":"#N/A"},{"$error":"#N/A"},{"$error":"#N/A"},{"$error":"#N/A"},{"$error":"#N/A"},{"$error":"#N/A"},{"$error":"#N/A"},{"$error":"#N/A"},{"$error":"#N/A"},{"$error":"#N/A"},{"$error":"#N/A"},{"$error":"#N/A"},{"$error":"#N/A"},{"$error":"#N/A"},{"$error":"#N/A"},{"$error":"#N/A"},{"$error":"#N/A"},{"$error":"#N/A"},{"$error":"#N/A"},{"$error":"#N/A"},{"$error":"#N/A"},{"$error":"#N/A"},{"$error":"#N/A"},{"$error":"#N/A"},{"$error":"#N/A"},{"$error":"#N/A"},{"$error":"#N/A"},{"$error":"#N/A"},{"$error":"#N/A"},{"$error":"#N/A"},{"$error":"#N/A"},{"$error":"#N/A"},{"$error":"#N/A"},{"$error":"#N/A"},{"$error":"#N/A"},{"$error":"#N/A"},{"$error":"#N/A"},{"$error":"#N/A"},{"$error":"#N/A"},{"$error":"#N/A"},{"$error":"#N/A"},2,1.9279999999999999,1.8560000000000001,1.784,1.712,1.64,1.5820000000000001,1.524,1.466,1.4079999999999999,1.35,1.3140000000000001,1.278,1.242,1.206,1.17,1.1639999999999999,1.1579999999999999,1.1519999999999999,1.1459999999999999,1.1399999999999999,1.1359999999999999,1.1319999999999999,1.1279999999999999,1.1240000000000001,1.1200000000000001,1.1160000000000001,1.1120000000000001,1.1080000000000001,1.1040000000000001,1.1000000000000001,1.0960000000000001,1.0920000000000001,1.0880000000000001,1.0840000000000001,1.08,1.0760000000000001,1.0720000000000001,1.0680000000000001,1.0640000000000001,1.06,1.0580000000000001,1.056,1.054,1.052,1.05,1.046,1.042,1.038,1.034,1.03,1.028,1.026,1.024,1.022,1.02]
["R407C",50,1060,{"$error":"#N/A"},{"$error":"#N/A"},{"$error":"#N/A"},{"$error":"#N/A"},{"$error":"#N/A"},{"$error":"#N/A"},{"$error":"#N/A"},{"$error":"#N/A"},{"$error":"#N/A"},{"$error":"#N/A"},{"$error":"#N/A"},{"$error":"#N/A"},{"$error":"#N/A"},{"$error":"#N/A"},{"$error":"#N/A"},{"$error":"#N/A"},{"$error":"#N/A"},{"$error":"#N/A"},{"$error":"#N/A"},{"$error":"#N/A"},{"$error":"#N/A"},{"$error":"#N/A"},{"$error":"#N/A"},{"$error":"#N/A"},{"$error":"#N/A"},{"$error":"#N/A"},{"$error":"#N/A"},{"$error":"#N/A"},{"$error":"#N/A"},{"$error":"#N/A"},{"$error":"#N/A"},{"$error":"#N/A"},{"$error":"#N/A"},{"$error":"#N/A"},{"$error":"#N/A"},{"$error":"#N/A"},{"$error":"#N/A"},{"$error":"#N/A"},{"$error":"#N/A"},{"$error":"#N/A"},{"$error":"#N/A"},{"$error":"#N/A"},{"$error":"#N/A"},{"$error":"#N/A"},{"$error":"#N/A"},{"$error":"#N/A"},{"$error":"#N/A"},{"$error":"#N/A"},{"$error":"#N/A"},{"$error":"#N/A"},{"$error":"#N/A"},{"$error":"#N/A"},{"$error":"#N/A"},{"$error":"#N/A"},{"$error":"#N/A"},{"$error":"#N/A"},{"$error":"#N/A"},{"$error":"#N/A"},{"$error":"#N/A"},{"$error":"#N/A"},{"$error":"#N/A"},{"$error":"#N/A"},{"$error":"#N/A"},{"$error":"#N/A"},{"$error":"#N/A"},{"$error":"#N/A"},{"$error":"#N/A"},{"$error":"#N/A"},{"$error":"#N/A"},{"$error":"#N/A"},{"$error":"#N/A"},{"$error":"#N/A"},{"$error":"#N/A"},{"$error":"#N/A"},{"$error":"#N/A"},2.1800000000000002,2.1019999999999999,2.024,1.946,1.8680000000000001,1.79,1.728,1.6659999999999999,1.6040000000000001,1.542,1.48,1.4379999999999999,1.3959999999999999,1.3540000000000001,1.3120000000000001,1.27,1.264,1.258,1.252,1.246,1.24,1.236,1.232,1.228,1.224,1.22,1.214,1.208,1.202,1.196,1.19,1.1859999999999999,1.1819999999999999,1.1779999999999999,1.1739999999999999,1.17,1.1659999999999999,1.1619999999999999,1.1579999999999999,1.1539999999999999,1.1499999999999999,1.1459999999999999,1.1419999999999999,1.1379999999999999,1.1339999999999999,1.1299999999999999,1.1259999999999999,1.1220000000000001,1.1180000000000001,1.1140000000000001,1.1100000000000001,1.1080000000000001,1.1060000000000001,1.1040000000000001,1.1020000000000001,1.1000000000000001]
["R407C",54,1064,{"$error":"#N/A"},{"$error":"#N/A"},{"$error":"#N/A"},{"$error":"#N/A"},{"$error":"#N/A"},{"$error":"#N/A"},{"$error":"#N/A"},{"$error":"#N/A"},{"$error":"#N/A"},{"$error":"#N/A"},{"$error":"#N/A"},{"$error":"#N/A"},{"$error":"#N/A"},{"$error":"#N/A"},{"$error":"#N/A"},{"$error":"#N/A"},{"$error":"#N/A"},{"$error":"#N/A"},{"$error":"#N/A"},{"$error":"#N/A"},{"$error":"#N/A"},{"$error":"#N/A"},{"$error":"#N/A"},{"$error":"#N/A"},{"$error":"#N/A"},{"$error":"#N/A"},{"$error":"#N/A"},{"$error":"#N/A"},{"$error":"#N/A"},{"$error":"#N/A"},{"$error":"#N/A"},{"$error":"#N/A"},{"$error":"#N/A"},{"$error":"#N/A"},{"$error":"#N/A"},{"$error":"#N/A"},{"$error":"#N/A"},{"$error":"#N/A"},{"$error":"#N/A"},{"$error":"#N/A"},{"$error":"#N/A"},{"$error":"#N/A"},{"$error":"#N/A"},{"$error":"#N/A"},{"$error":"#N/A"},{"$error":"#N/A"},{"$error":"#N/A"},{"$error":"#N/A"},{"$error":"#N/A"},{"$error":"#N/A"},{"$error":"#N/A"},{"$error":"#N/A"},{"$error":"#N/A"},{"$error":"#N/A"},{"$error":"#N/A"},{"$error":"#N/A"},{"$error":"#N/A"},{"$error":"#N/A"},{"$error":"#N/A"},{"$error":"#N/A"},{"$error":"#N/A"},{"$error":"#N/A"},{"$error":"#N/A"},{"$error":"#N/A"},{"$error":"#N/A"},{"$error":"#N/A"},{"$error":"#N/A"},{"$error":"#N/A"},{"$error":"#N/A"},{"$error":"#N/A"},{"$error":"#N/A"},{"$error":"#N/A"},{"$error":"#N/A"},{"$error":"#N/A"},{"$error":"#N/A"},2.3719999999999999,2.286,2.2000000000000002,2.1139999999999999,2.028,1.9419999999999999,1.8735999999999999,1.8052000000000001,1.7368000000000001,1.6683999999999999,1.6,1.5548,1.5096000000000001,1.4643999999999999,1.4192,1.3739999999999999,1.3679999999999999,1.3619999999999999,1.3559999999999999,1.35,1.3440000000000001,1.3384,1.3328,1.3272000000000002,1.3216000000000001,1.3160000000000001,1.31,1.304,1.298,1.292,1.286,1.2804,1.2747999999999999,1.2692000000000001,1.2636000000000001,1.258,1.254,1.25,1.246,1.242,1.238,1.2323999999999999,1.2267999999999999,1.2212000000000001,1.2156,1.21,1.206,1.202,1.198,1.194,1.19,1.1879999999999999,1.1859999999999999,1.1839999999999999,1.1819999999999999,1.18]
["R407C",57,1067,{"$error":"#N/A"},{"$error":"#N/A"},{"$error":"#N/A"},{"$error":"#N/A"},{"$error":"#N/A"},{"$error":"#N/A"},{"$error":"#N/A"},{"$error":"#N/A"},{"$error":"#N/A"},{"$error":"#N/A"},{"$error":"#N/A"},{"$error":"#N/A"},{"$error":"#N/A"},{"$error":"#N/A"},{"$error":"#N/A"},{"$error":"#N/A"},{"$error":"#N/A"},{"$error":"#N/A"},{"$error":"#N/A"},{"$error":"#N/A"},{"$error":"#N/A"},{"$error":"#N/A"},{"$error":"#N/A"},{"$error":"#N/A"},{"$error":"#N/A"},{"$error":"#N/A"},{"$error":"#N/A"},{"$error":"#N/A"},{"$error":"#N/A"},{"$error":"#N/A"},{"$error":"#N/A"},{"$error":"#N/A"},{"$error":"#N/A"},{"$error":"#N/A"},{"$error":"#N/A"},{"$error":"#N/A"},{"$error":"#N/A"},{"$error":"#N/A"},{"$error":"#N/A"},{"$error":"#N/A"},{"$error":"#N/A"},{"$error":"#N/A"},{"$error":"#N/A"},{"$error":"#N/A"},{"$error":"#N/A"},{"$error":"#N/A"},{"$error":"#N/A"},{"$error":"#N/A"},{"$error":"#N/A"},{"$error":"#N/A"},{"$error":"#N/A"},{"$error":"#N/A"},{"$error":"#N/A"},{"$error":"#N/A"},{"$error":"#N/A"},{"$error":"#N/A"},{"$error":"#N/A"},{"$error":"#N/A"},{"$error":"#N/A"},{"$error":"#N/A"},{"$error":"#N/A"},{"$error":"#N/A"},{"$error":"#N/A"},{"$error":"#N/A"},{"$error":"#N/A"},{"$error":"#N/A"},{"$error":"#N/A"},{"$error":"#N/A"},{"$error":"#N/A"},{"$error":"#N/A"},{"$error":"#N/A"},{"$error":"#N/A"},{"$error":"#N/A"},{"$error":"#N/A"},{"$error":"#N/A"},{"$error":"#N/A"},{"$error":"#N/A"},{"$error":"#N/A"},{"$error":"#N/A"},{"$error":"#N/A"},{"$error":"#N/A"},{"$error":"#N/A"},{"$error":"#N/A"},{"$error":"#N/A"},{"$error":"#N/A"},{"$error":"#N/A"},{"$error":"#N/A"},{"$error":"#N/A"},{"$error":"#N/A"},{"$error":"#N/A"},{"$error":"#N/A"},{"$error":"#N/A"},{"$error":"#N/A"},{"$error":"#N/A"},{"$error":"#N/A"},{"$error":"#N/A"},{"$error":"#N/A"},{"$error":"#N/A"},{"$error":"#N/A"},{"$error":"#N/A"},{"$error":"#N/A"},{"$error":"#N/A"},{"$error":"#N/A"},{"$error":"#N/A"},{"$error":"#N/A"},{"$error":"#N/A"},{"$error":"#N/A"},{"$error":"#N/A"},{"$error":"#N/A"},{"$error":"#N/A"},{"$error":"#N/A"},{"$error":"#N/A"},{"$error":"#N/A"},{"$error":"#N/A"},{"$error":"#N/A"},{"$error":"#N/A"},{"$error":"#N/A"},{"$error":"#N/A"},{"$error":"#N/A"},{"$error":"#N/A"},{"$error":"#N/A"},{"$error":"#N/A"},{"$error":"#N/A"},{"$error":"#N/A"},{"$error":"#N/A"},{"$error":"#N/A"},{"$error":"#N/A"},{"$error":"#N/A"},{"$error":"#N/A"},{"$error":"#N/A"},{"$error":"#N/A"}]
["R407C",62,1072,{"$error":"#N/A"},{"$error":"#N/A"},{"$error":"#N/A"},{"$error":"#N/A"},{"$error":"#N/A"},{"$error":"#N/A"},{"$error":"#N/A"},{"$error":"#N/A"},{"$error":"#N/A"},{"$error":"#N/A"},{"$error":"#N/A"},{"$error":"#N/A"},{"$error":"#N/A"},{"$error":"#N/A"},{"$error":"#N/A"},{"$error":"#N/A"},{"$error":"#N/A"},{"$error":"#N/A"},{"$error":"#N/A"},{"$error":"#N/A"},{"$error":"#N/A"},{"$error":"#N/A"},{"$error":"#N/A"},{"$error":"#N/A"},{"$error":"#N/A"},{"$error":"#N/A"},{"$error":"#N/A"},{"$error":"#N/A"},{"$error":"#N/A"},{"$error":"#N/A"},{"$error":"#N/A"},{"$error":"#N/A"},{"$error":"#N/A"},{"$error":"#N/A"},{"$error":"#N/A"},{"$error":"#N/A"},{"$error":"#N/A"},{"$error":"#N/A"},{"$error":"#N/A"},{"$error":"#N/A"},{"$error":"#N/A"},{"$error":"#N/A"},{"$error":"#N/A"},{"$error":"#N/A"},{"$error":"#N/A"},{"$error":"#N/A"},{"$error":"#N/A"},{"$error":"#N/A"},{"$error":"#N/A"},{"$error":"#N/A"},{"$error":"#N/A"},{"$error":"#N/A"},{"$error":"#N/A"},{"$error":"#N/A"},{"$error":"#N/A"},{"$error":"#N/A"},{"$error":"#N/A"},{"$error":"#N/A"},{"$error":"#N/A"},{"$error":"#N/A"},{"$error":"#N/A"},{"$error":"#N/A"},{"$error":"#N/A"},{"$error":"#N/A"},{"$error":"#N/A"},{"$error":"#N/A"},{"$error":"#N/A"},{"$error":"#N/A"},{"$error":"#N/A"},{"$error":"#N/A"},{"$error":"#N/A"},{"$error":"#N/A"},{"$error":"#N/A"},{"$error":"#N/A"},{"$error":"#N/A"},{"$error":"#N/A"},{"$error":"#N/A"},{"$error":"#N/A"},{"$error":"#N/A"},{"$error":"#N/A"},{"$error":"#N/A"},{"$error":"#N/A"},{"$error":"#N/A"},{"$error":"#N/A"},{"$error":"#N/A"},{"$error":"#N/A"},{"$error":"#N/A"},{"$error":"#N/A"},{"$error":"#N/A"},{"$error":"#N/A"},{"$error":"#N/A"},{"$error":"#N/A"},{"$error":"#N/A"},{"$error":"#N/A"},{"$error":"#N/A"},{"$error":"#N/A"},{"$error":"#N/A"},{"$error":"#N/A"},{"$error":"#N/A"},{"$error":"#N/A"},{"$error":"#N/A"},{"$error":"#N/A"},{"$error":"#N/A"},{"$error":"#N/A"},{"$error":"#N/A"},{"$error":"#N/A"},{"$error":"#N/A"},{"$error":"#N/A"},{"$error":"#N/A"},{"$error":"#N/A"},{"$error":"#N/A"},{"$error":"#N/A"},{"$error":"#N/A"},{"$error":"#N/A"},{"$error":"#N/A"},{"$error":"#N/A"},{"$error":"#N/A"},{"$error":"#N/A"},{"$error":"#N/A"},{"$error":"#N/A"},{"$error":"#N/A"},{"$error":"#N/A"},{"$error":"#N/A"},{"$error":"#N/A"},{"$error":"#N/A"},{"$error":"#N/A"},{"$error":"#N/A"},{"$error":"#N/A"},{"$error":"#N/A"},{"$error":"#N/A"},{"$error":"#N/A"}]
["R448A",-43,1082,{"$error":"#N/A"},{"$error":"#N/A"},{"$error":"#N/A"},{"$error":"#N/A"},{"$error":"#N/A"},{"$error":"#N/A"},{"$error":"#N/A"},{"$error":"#N/A"},{"$error":"#N/A"},{"$error":"#N/A"},{"$error":"#N/A"},{"$error":"#N/A"},{"$error":"#N/A"},{"$error":"#N/A"},{"$error":"#N/A"},{"$error":"#N/A"},{"$error":"#N/A"},{"$error":"#N/A"},{"$error":"#N/A"},{"$error":"#N/A"},{"$error":"#N/A"},{"$error":"#N/A"},{"$error":"#N/A"},{"$error":"#N/A"},{"$error":"#N/A"},{"$error":"#N/A"},{"$error":"#N/A"},{"$error":"#N/A"},{"$error":"#N/A"},{"$error":"#N/A"},{"$error":"#N/A"},{"$error":"#N/A"},{"$error":"#N/A"},{"$error":"#N/A"},{"$error":"#N/A"},{"$error":"#N/A"},{"$error":"#N/A"},{"$error":"#N/A"},{"$error":"#N/A"},{"$error":"#N/A"},{"$error":"#N/A"},{"$error":"#N/A"},{"$error":"#N/A"},{"$error":"#N/A"},{"$error":"#N/A"},{"$error":"#N/A"},{"$error":"#N/A"},{"$error":"#N/A"},{"$error":"#N/A"},{"$error":"#N/A"},{"$error":"#N/A"},{"$error":"#N/A"},{"$error":"#N/A"},{"$error":"#N/A"},{"$error":"#N/A"},0.61797219103549539,0.61640177456174372,0.61483931947069947,0.61331104825576421,0.61179035567715478,0.61027718550106613,0.60877148204866438,0.60727319018925585,0.60580789908140387,0.60432414171698834,0.60287303058387398,0.60142887161168324,0.60001677078529214,0.59858624728124488,0.59718744783842437,0.59579517069109089,0.59440937032729702,0.59303000165755027,0.59168148178773727,0.59033908093391652,0.58900275754208353,0.58767247043364002,0.58634817880116363,0.58505375904501056,0.5837650418111362,0.58250569846955391,0.58122816992933157,0.5799797365754813,0.57873665480427061,0.57752219531880555,0.57628961462569972,0.57510850345603615,0.57390920757138286,0.57273782366830761,0.57157121175812775,0.57040934273984623,0.56927483193444461,0.5681448251220772,0.56701929553468844,0.56592059474849743,0.56482614358448124,0.56375812487689592,0.56269413753784459,0.56163415878497713,0.56060012535255421,0.55956989247311828,0.55856523945201209,0.55756418747808489,0.55658836341008089,0.55561594906239087,0.55464692659483772,0.55370270061131321,0.55278303526594319,0.55186641986734541,0.55097405097405106,0.5500845633456336,0.54919794305011904,0.54835619587707884,0.54751702502104227,0.54668041867216755,0.54586718541404444,0.54507712816606368,0.5442893545810672,0.5435244967717433,0.5427823712356824,0.54206280065149059,0.54134513542139517,0.5406497922176049,0.53997660642191458,0.5393050949653303,0.5386758008055107,0.53804797353184464,0.53744179059636488,0.53685711070262976,0.53629379801386556,0.53575172207247679,0.53523075772309081,0.53473078503904647,0.53425168925224931,0.53379336068631122,0.53335569469290411,0.53295843884999261,0.53256177433760055,0.5322052807735218,0.53186903036384592,0.53157269147908781,0.5312964062964064,0.53104011280566998,0.53082344213649868,0.53064629760094928,0.53048893501871974,0.53037097431716274,0.53027271379872543,0.53023341978510574,0.53023341978510574,0.53025306606395206,0.53033166574022617,0.5304692712580622,0.53062662217278467,0.53086282365160631,0.53113865795724469,0.53147398521929667,0.53186903036384592,0.53232405891980372,0.53285921733626251,0.53347498695295614]
["R448A",-42,1083,{"$error":"#N/A"},{"$error":"#N/A"},{"$error":"#N/A"},{"$error":"#N/A"},{"$error":"#N/A"},{"$error":"#N/A"},{"$error":"#N/A"},{"$error":"#N/A"},{"$error":"#N/A"},{"$error":"#N/A"},{"$error":"#N/A"},{"$error":"#N/A"},{"$error":"#N/A"},{"$error":"#N/A"},{"$error":"#N/A"},{"$error":"#N/A"},{"$error":"#N/A"},{"$error":"#N/A"},{"$error":"#N/A"},{"$error":"#N/A"},{"$error":"#N/A"},{"$error":"#N/A"},{"$error":"#N/A"},{"$error":"#N/A"},{"$error":"#N/A"},{"$error":"#N/A"},{"$error":"#N/A"},{"$error":"#N/A"},{"$error":"#N/A"},{"$error":"#N/A"},{"$error":"#N/A"},{"$error":"#N/A"},{"$error":"#N/A"},{"$error":"#N/A"},{"$error":"#N/A"},{"$error":"#N/A"},{"$error":"#N/A"},{"$error":"#N/A"},{"$error":"#N/A"},{"$error":"#N/A"},{"$error":"#N/A"},{"$error":"#N/A"},{"$error":"#N/A"},{"$error":"#N/A"},{"$error":"#N/A"},{"$error":"#N/A"},{"$error":"#N/A"},{"$error":"#N/A"},{"$error":"#N/A"},{"$error":"#N/A"},{"$error":"#N/A"},{"$error":"#N/A"},{"$error":"#N/A"},{"$error":"#N/A"},{"$error":"#N/A"},0.6214608302935557,0.61987265560705174,0.61829257755119682,0.61674711256679893,0.61520935431175316,0.61367924528301887,0.6121567285482078,0.61064174773852198,0.60916017537138734,0.60765997197571231,0.60619281599457808,0.60473272765687724,0.60330508831836771,0.60185886113213904,0.60044474280439708,0.59903725408120556,0.5976363484506807,0.59624197983501381,0.59487882944673065,0.59352189781021913,0.59217114246700053,0.59082652134423252,0.58948799275033981,0.58817968846327739,0.58687717859339761,0.58560438661101566,0.5843132451412707,0.58305153799144427,0.5817952679079601,0.5805679513184584,0.57932234951220507,0.57812878726670447,0.57691687494960908,0.57573319386893029,0.57455436004496552,0.57338034376377267,0.57223399576152589,0.57109222235524171,0.56995499621649615,0.56884490023054302,0.5677391200856905,0.56666006731340335,0.56558510848515986,0.56451422034633747,0.56346956453264041,0.56242876793083119,0.56141383233298037,0.56040255315816279,0.55941677742162454,0.55843446365161753,0.55745559364287944,0.55650178876963774,0.55557280950347454,0.55464692659483772,0.5537455502244234,0.55284709881789385,0.55195155816106156,0.55110135551447947,0.55025376807136261,0.54940878378378377,0.5485874190209683,0.5477894736842106,0.54699384627145209,0.54622137404580162,0.54547187071199876,0.54474515625594755,0.54402037557971583,0.54331814730448003,0.54263830432639448,0.54196016056956764,0.54132465862238532,0.5406906453075413,0.54007849649030115,0.53948806876013122,0.53891922425155347,0.53837183056203441,0.53784576067348167,0.5373408928772575,0.53685711070262965,0.53639430284857581,0.53595236311886763,0.53555123119526982,0.5351506992745495,0.53479073243647235,0.53445120812637725,0.53415198566736355,0.5338730135044395,0.53361422871844577,0.53339545285128598,0.53321658780133396,0.53305769732186092,0.53293859159125623,0.53283937746667653,0.5327997021593448,0.5327997021593448,0.5328195390744257,0.53289890150809915,0.53303784266984511,0.53319672131147555,0.53343521693752805,0.53371373163272928,0.53405231928947272,0.53445120812637725,0.53491066756372896,0.53545104201743565,0.53607281989811206]
["R448A",-37,1088,{"$error":"#N/A"},{"$error":"#N/A"},{"$error":"#N/A"},{"$error":"#N/A"},{"$error":"#N/A"},{"$error":"#N/A"},{"$error":"#N/A"},{"$error":"#N/A"},{"$error":"#N/A"},{"$error":"#N/A"},{"$error":"#N/A"},{"$error":"#N/A"},{"$error":"#N/A"},{"$error":"#N/A"},{"$error":"#N/A"},{"$error":"#N/A"},{"$error":"#N/A"},{"$error":"#N/A"},{"$error":"#N/A"},{"$error":"#N/A"},{"$error":"#N/A"},{"$error":"#N/A"},{"$error":"#N/A"},{"$error":"#N/A"},{"$error":"#N/A"},{"$error":"#N/A"},{"$error":"#N/A"},{"$error":"#N/A"},{"$error":"#N/A"},{"$error":"#N/A"},{"$error":"#N/A"},{"$error":"#N/A"},{"$error":"#N/A"},{"$error":"#N/A"},{"$error":"#N/A"},{"$error":"#N/A"},{"$error":"#N/A"},{"$error":"#N/A"},{"$error":"#N/A"},{"$error":"#N/A"},{"$error":"#N/A"},{"$error":"#N/A"},{"$error":"#N/A"},{"$error":"#N/A"},{"$error":"#N/A"},{"$error":"#N/A"},{"$error":"#N/A"},{"$error":"#N/A"},{"$error":"#N/A"},{"$error":"#N/A"},{"$error":"#N/A"},{"$error":"#N/A"},{"$error":"#N/A"},{"$error":"#N/A"},{"$error":"#N/A"},0.63956918126564188,0.63788722977490542,0.63621410153818803,0.63457786449095432,0.632950022114109,0.63133050997000184,0.62971926427879965,0.62811622191011252,0.62654875005472632,0.62496178872439845,0.62341000174246386,0.62186590188154534,0.62035632233733584,0.61882729395485614,0.61733241307911313,0.61584473706859466,0.61436421396067664,0.61289079229122057,0.61145054475539418,0.61001705029838038,0.60859026153519047,0.60717013152312271,0.60575661375661383,0.60437518476287022,0.60300004213542335,0.60165643655932066,0.6002936241610739,0.59896203909094714,0.59763634845068081,0.5963413617801484,0.59502723379485267,0.59376815202057931,0.59248985675250487,0.59124147903325763,0.58999835092348285,0.58876043937960265,0.58755183314858161,0.58634817880116363,0.58514944596639007,0.58397943360809601,0.58281409081653435,0.58167703125635095,0.58054439982150829,0.57941617069516993,0.57831568738381967,0.57721937643689758,0.57615040863158751,0.57508539280691195,0.57404733253108708,0.57301301301301311,0.57198241406874506,0.57097829556335788,0.57000039829529625,0.56902584493041752,0.56807716735471581,0.56713164777680913,0.56618927045418588,0.56529467530415556,0.56440290266603566,0.56351393920302417,0.56264989188126613,0.56181054449809609,0.56097369762063432,0.56016126506967279,0.55937304565353352,0.55860884499785324,0.55784672955484538,0.55710837745250708,0.55639360833560136,0.55568067096373397,0.55501260422726406,0.55434614192748699,0.55370270061131321,0.55308212560386483,0.55248426823147911,0.55190898573081371,0.55135614116196641,0.55082560332550712,0.55031724668333015,0.54983095128323356,0.54936660268714022,0.54894514767932501,0.54852433882713691,0.54814616209590938,0.5477894736842106,0.54747513389441482,0.54718207539955666,0.54691023044292431,0.54668041867216755,0.54649253446366519,0.54632563466310369,0.54620052669745434,0.54609631382126234,0.54605463980463986,0.54605463980463986,0.54607547601785789,0.54615883677441524,0.54630477935562693,0.54647166641209721,0.54672218826405872,0.54701475422368329,0.54737043411742214,0.5477894736842106,0.5482721630526397,0.54883988494726754,0.54949316541237914]
["R448A",-34,1091,{"$error":"#N/A"},{"$error":"#N/A"},{"$error":"#N/A"},{"$error":"#N/A"},{"$error":"#N/A"},{"$error":"#N/A"},{"$error":"#N/A"},{"$error":"#N/A"},{"$error":"#N/A"},{"$error":"#N/A"},{"$error":"#N/A"},{"$error":"#N/A"},{"$error":"#N/A"},{"$error":"#N/A"},{"$error":"#N/A"},{"$error":"#N/A"},{"$error":"#N/A"},{"$error":"#N/A"},{"$error":"#N/A"},{"$error":"#N/A"},{"$error":"#N/A"},{"$error":"#N/A"},{"$error":"#N/A"},{"$error":"#N/A"},{"$error":"#N/A"},{"$error":"#N/A"},{"$error":"#N/A"},{"$error":"#N/A"},{"$error":"#N/A"},{"$error":"#N/A"},{"$error":"#N/A"},{"$error":"#N/A"},{"$error":"#N/A"},{"$error":"#N/A"},{"$error":"#N/A"},{"$error":"#N/A"},{"$error":"#N/A"},{"$error":"#N/A"},{"$error":"#N/A"},{"$error":"#N/A"},{"$error":"#N/A"},{"$error":"#N/A"},{"$error":"#N/A"},{"$error":"#N/A"},{"$error":"#N/A"},{"$error":"#N/A"},{"$error":"#N/A"},{"$error":"#N/A"},{"$error":"#N/A"},{"$error":"#N/A"},{"$error":"#N/A"},{"$error":"#N/A"},{"$error":"#N/A"},{"$error":"#N/A"},{"$error":"#N/A"},0.65103266308798113,0.64928995962070701,0.64755656108597293,0.64586153985016714,0.64417536910334905,0.64249797970728206,0.64082930324198473,0.63916927199642715,0.63754621998485339,0.63590313263719178,0.63429660491091222,0.63269817410141926,0.6311356119073871,0.62955305296498332,0.62800596805336151,0.62646646821922614,0.62493449781659394,0.62341000174246386,0.6219199513276259,0.6204370068499091,0.61896111759871986,0.6174922333448396,0.61603030433472517,0.6146016748980031,0.6131796563691676,0.61179035567715456,0.61038130171457827,0.6090046384952551,0.60763417119565233,0.60629554312828338,0.60493722788181092,0.60363590349249208,0.60231481481481497,0.60102473646633914,0.59974017265945856,0.59846108811106935,0.59721236906898145,0.59596885020613843,0.5947304991065121,0.59352189781021902,0.59231819875005176,0.59114378949977298,0.58997402811559552,0.58880888706027568,0.58767247043364002,0.58654043198491745,0.5854366946205769,0.58433710342574841,0.58326540593413767,0.58219763231764377,0.5811337610655406,0.58009728415079054,0.57908792942985476,0.57808208111164971,0.57710299217678851,0.57612721417069257,0.57515473032714415,0.57423160260011252,0.57331143337873569,0.57239420846332301,0.57150273551375752,0.57063678775070781,0.56977346020623487,0.56893535819352792,0.56812227074235822,0.56733399405351836,0.56654790182106107,0.5657863524946628,0.5650491570260987,0.56431388012618311,0.56362490646292007,0.56293761309102364,0.56227408455131234,0.56163415878497713,0.5610176800344977,0.56042449874686717,0.55985447148110479,0.55930746081994764,0.55878333528561952,0.55828196925957718,0.55780324290614292,0.55736874902632816,0.55693493150684936,0.55654507272303033,0.55617737359605146,0.55585333644061219,0.55555124223602492,0.55527102005975248,0.55503412969283283,0.55484046059008263,0.55466842370450764,0.55453946603634674,0.55443204710987137,0.5543890911908268,0.5543890911908268,0.55441056831828928,0.55449649347126984,0.55464692659483772,0.55481895014344429,0.5550771856333877,0.55537876435889477,0.55574540794532257,0.55617737359605146,0.55667496499144242,0.55726023129940427,0.55793372319688117]
["R448A",-26,1099,{"$error":"#N/A"},{"$error":"#N/A"},{"$error":"#N/A"},{"$error":"#N/A"},{"$error":"#N/A"},{"$error":"#N/A"},{"$error":"#N/A"},{"$error":"#N/A"},{"$error":"#N/A"},{"$error":"#N/A"},{"$error":"#N/A"},{"$error":"#N/A"},{"$error":"#N/A"},{"$error":"#N/A"},{"$error":"#N/A"},{"$error":"#N/A"},{"$error":"#N/A"},{"$error":"#N/A"},{"$error":"#N/A"},{"$error":"#N/A"},{"$error":"#N/A"},{"$error":"#N/A"},{"$error":"#N/A"},{"$error":"#N/A"},{"$error":"#N/A"},{"$error":"#N/A"},{"$error":"#N/A"},{"$error":"#N/A"},{"$error":"#N/A"},{"$error":"#N/A"},{"$error":"#N/A"},{"$error":"#N/A"},{"$error":"#N/A"},{"$error":"#N/A"},{"$error":"#N/A"},{"$error":"#N/A"},{"$error":"#N/A"},{"$error":"#N/A"},{"$error":"#N/A"},{"$error":"#N/A"},{"$error":"#N/A"},{"$error":"#N/A"},{"$error":"#N/A"},{"$error":"#N/A"},{"$error":"#N/A"},{"$error":"#N/A"},{"$error":"#N/A"},{"$error":"#N/A"},{"$error":"#N/A"},{"$error":"#N/A"},{"$error":"#N/A"},{"$error":"#N/A"},{"$error":"#N/A"},{"$error":"#N/A"},{"$error":"#N/A"},0.68408221797323143,0.68215834882501569,0.6802452704629719,0.67837504740235133,0.67651507989032822,0.67466528380162172,0.67282557592853798,0.67099587396849225,0.66920738835632465,0.66739728582754287,0.66562790697674423,0.66386788514171735,0.66214778142784447,0.6604060913705585,0.65870385712970647,0.65701037553943631,0.65532557926550061,0.65364940166255603,0.65201148116087293,0.65038174877295052,0.64876014325218745,0.64714660396129164,0.64554107086472112,0.6439724609638664,0.6424114557615479,0.64088669950738919,0.63934060042887786,0.63783036947898564,0.63632725655847056,0.63485937361369893,0.6333702146492588,0.63194383114015729,0.6304960789496874,0.62908259703723246,0.62767543859649133,0.62627456128834635,0.6249072092921707,0.62354581499716799,0.62219033955045444,0.62086767895878536,0.61955062989739818,0.6182658659869531,0.61698641948695854,0.61571225745385716,0.61446972949763856,0.61323220636757081,0.61202583073172823,0.61082419224038598,0.60965323336457355,0.60848675538925978,0.6073247326430149,0.60619281599457819,0.60509069383958403,0.6039925719591458,0.60292382878328277,0.60185886113213904,0.6007976490344249,0.59979044425817285,0.59878661087866114,0.59778613199665842,0.59681387881062609,0.59586959237206982,0.5949282893369362,0.59401461065913996,0.59312831564986745,0.59226917187435346,0.59141251343086221,0.5905827005612414,0.58977951782402649,0.58897851675034996,0.5882280406099718,0.58747947454844018,0.58675686756867584,0.58606003521847749,0.58538880026179096,0.5847429925635369,0.58412244897959187,0.58352701325178391,0.5829565359077763,0.58241087416571724,0.58188989184353912,0.58141707971073386,0.58094503531704156,0.58052085023527511,0.58012079938384209,0.57976827094474159,0.57943963073933125,0.57913479826797787,0.57887711350214399,0.57866645101289882,0.57847932414406411,0.5783390583956356,0.5782222222222223,0.57817550096961867,0.57817550096961867,0.57819886065209491,0.57829231826079941,0.57845594179466464,0.57864305353388334,0.57892394822006477,0.57925200356188788,0.57965085665681082,0.58012079938384209,0.58066217641808016,0.5812989967098583,0.58203188547258833]
["R448A",-25,1100,{"$error":"#N/A"},{"$error":"#N/A"},{"$error":"#N/A"},{"$error":"#N/A"},{"$error":"#N/A"},{"$error":"#N/A"},{"$error":"#N/A"},{"$error":"#N/A"},{"$error":"#N/A"},{"$error":"#N/A"},{"$error":"#N/A"},{"$error":"#N/A"},{"$error":"#N/A"},{"$error":"#N/A"},{"$error":"#N/A"},{"$error":"#N/A"},{"$error":"#N/A"},{"$error":"#N/A"},{"$error":"#N/A"},{"$error":"#N/A"},{"$error":"#N/A"},{"$error":"#N/A"},{"$error":"#N/A"},{"$error":"#N/A"},{"$error":"#N/A"},{"$error":"#N/A"},{"$error":"#N/A"},{"$error":"#N/A"},{"$error":"#N/A"},{"$error":"#N/A"},{"$error":"#N/A"},{"$error":"#N/A"},{"$error":"#N/A"},{"$error":"#N/A"},{"$error":"#N/A"},{"$error":"#N/A"},{"$error":"#N/A"},{"$error":"#N/A"},{"$error":"#N/A"},{"$error":"#N/A"},{"$error":"#N/A"},{"$error":"#N/A"},{"$error":"#N/A"},{"$error":"#N/A"},{"$error":"#N/A"},{"$error":"#N/A"},{"$error":"#N/A"},{"$error":"#N/A"},{"$error":"#N/A"},{"$error":"#N/A"},{"$error":"#N/A"},{"$error":"#N/A"},{"$error":"#N/A"},{"$error":"#N/A"},{"$error":"#N/A"},0.68849225440200135,0.68654353562005288,0.68460581706850365,0.68271157332315624,0.68082778306374891,0.67895435999620457,0.6770912187736563,0.67523827498348599,0.67342713284080757,0.67159416209113521,0.66980248993728353,0.66802035195817577,0.6662786908142837,0.66451523031203563,0.66279177473138196,0.66107723577235777,0.65937154441577595,0.65767463235294121,0.65601650240660092,0.65436671239140387,0.65272519954389974,0.65109190172884446,0.64946675743135918,0.64787903481370823,0.64629905613512173,0.64475581185799236,0.64319101123595512,0.64166255660673455,0.64014134907854725,0.63865583720099961,0.63714883575976133,0.63570540156361055,0.63424038291083151,0.63281008180411225,0.63138621724168353,0.62996874587313467,0.62858523301269387,0.62720778367007057,0.62583635807058213,0.62449816721940998,0.6231656869148704,0.62186590188154534,0.62057152768743773,0.61928253061577743,0.61802556572810508,0.6167736930569323,0.61555335713364023,0.61433784073835596,0.61315338474721504,0.6119734872781698,0.6107981220657277,0.60965323336457355,0.60853850406089216,0.60742784380305603,0.60634691975256327,0.60526983589917105,0.60419657181457398,0.60317794824243454,0.60216275351342252,0.60115097034361087,0.60016775005242196,0.59921282920906083,0.59826094226829973,0.59733700642791543,0.59644077686088193,0.59557201714594865,0.59470578457446821,0.59386671093036769,0.59305457709999587,0.59224466147988752,0.59148584418268246,0.5907289688764138,0.58999835092348285,0.58929380275890464,0.58861514416155969,0.58796220213640094,0.58733481080193717,0.58673281128285026,0.58615605160761819,0.58560438661101566,0.58507767784137366,0.58459967320261441,0.58412244897959187,0.58369361285586108,0.58328917872427144,0.58293279022403266,0.58260055365575647,0.58229238719127641,0.58203188547258833,0.5818189210066268,0.58162975005080275,0.5814879525415465,0.58136984075398113,0.58132260947274361,0.58132260947274361,0.58134622415403991,0.5814407020680129,0.581606112330326,0.58179526790795999,0.58207923208329948,0.58241087416571702,0.58281409081653435,0.58328917872427144,0.58383648825065282,0.58448029405758628,0.58522123170033535]
["R448A",-20,1105,{"$error":"#N/A"},{"$error":"#N/A"},{"$error":"#N/A"},{"$error":"#N/A"},{"$error":"#N/A"},{"$error":"#N/A"},{"$error":"#N/A"},{"$error":"#N/A"},{"$error":"#N/A"},{"$error":"#N/A"},{"$error":"#N/A"},{"$error":"#N/A"},{"$error":"#N/A"},{"$error":"#N/A"},{"$error":"#N/A"},{"$error":"#N/A"},{"$error":"#N/A"},{"$error":"#N/A"},{"$error":"#N/A"},{"$error":"#N/A"},{"$error":"#N/A"},{"$error":"#N/A"},{"$error":"#N/A"},{"$error":"#N/A"},{"$error":"#N/A"},{"$error":"#N/A"},{"$error":"#N/A"},{"$error":"#N/A"},{"$error":"#N/A"},{"$error":"#N/A"},{"$error":"#N/A"},{"$error":"#N/A"},{"$error":"#N/A"},{"$error":"#N/A"},{"$error":"#N/A"},{"$error":"#N/A"},{"$error":"#N/A"},{"$error":"#N/A"},{"$error":"#N/A"},{"$error":"#N/A"},{"$error":"#N/A"},{"$error":"#N/A"},{"$error":"#N/A"},{"$error":"#N/A"},{"$error":"#N/A"},{"$error":"#N/A"},{"$error":"#N/A"},{"$error":"#N/A"},{"$error":"#N/A"},{"$error":"#N/A"},{"$error":"#N/A"},{"$error":"#N/A"},{"$error":"#N/A"},{"$error":"#N/A"},{"$error":"#N/A"},0.71156523468575983,0.70948391254771714,0.70741473059812165,0.70539235015772883,0.7033815000491499,0.70138208194471674,0.69939399863160989,0.69741715399610149,0.69548525052242804,0.69353040949842504,0.69161994973902963,0.68971998650537381,0.68786349435231919,0.68598408589780469,0.68414762405583707,0.68232096881853732,0.68050404184498337,0.67869676562648207,0.6769310817842108,0.67517456123796959,0.67342713284080757,0.67168872618041875,0.66995927156968305,0.66826990427270616,0.66658903535330016,0.66494749558591204,0.66328327771598083,0.66165795922141568,0.66004058666174714,0.65846139688966587,0.65685959517143255,0.65532557926550061,0.6537688442211057,0.65224921380064715,0.65073663150236449,0.64923104840538948,0.64776173448603636,0.64629905613512173,0.64484296850358225,0.64342235410484672,0.64200798528554126,0.64062849724696724,0.63925492473310408,0.63788722977490531,0.63655368739436002,0.6352257090860669,0.63393133997785167,0.63264223509128692,0.63138621724168353,0.63013517678657927,0.62888908419757428,0.62767543859649133,0.62649389309635339,0.62531678755571096,0.62417131891137467,0.62303003918154121,0.62189292543021035,0.62081381225056409,0.61973843755413127,0.61866678194708635,0.6176254801260197,0.61661424447412638,0.61560631479330663,0.6146280707782168,0.61367924528301898,0.61275958038963818,0.61184266780675511,0.61095457650273233,0.61009506757044818,0.6092379736057898,0.60843501551804779,0.60763417119565233,0.60686116529556444,0.60611579348608702,0.60539785946952085,0.60470717484999581,0.60404355900725981,0.60340683897626179,0.60279684933237854,0.60221343208214118,0.60165643655932066,0.60115097034361087,0.60064635272391509,0.60019292065089758,0.59976530740538958,0.59938850728765292,0.59903725408120567,0.59871145881270127,0.59843606255749782,0.59821092672323706,0.5980109481425766,0.59786105192797767,0.59773619580653248,0.59768626795857005,0.59768626795857005,0.59771123083991151,0.59781110322068598,0.59798596022062522,0.59818592208660759,0.59848611575777855,0.59883672273830446,0.59926301243666513,0.59976530740538958,0.60034398858964688,0.60102473646633914,0.60180824222035323]
["R448A",-14,1111,{"$error":"#N/A"},{"$error":"#N/A"},{"$error":"#N/A"},{"$error":"#N/A"},{"$error":"#N/A"},{"$error":"#N/A"},{"$error":"#N/A"},{"$error":"#N/A"},{"$error":"#N/A"},{"$error":"#N/A"},{"$error":"#N/A"},{"$error":"#N/A"},{"$error":"#N/A"},{"$error":"#N/A"},{"$error":"#N/A"},{"$error":"#N/A"},{"$error":"#N/A"},{"$error":"#N/A"},{"$error":"#N/A"},{"$error":"#N/A"},{"$error":"#N/A"},{"$error":"#N/A"},{"$error":"#N/A"},{"$error":"#N/A"},{"$error":"#N/A"},{"$error":"#N/A"},{"$error":"#N/A"},{"$error":"#N/A"},{"$error":"#N/A"},{"$error":"#N/A"},{"$error":"#N/A"},{"$error":"#N/A"},{"$error":"#N/A"},{"$error":"#N/A"},{"$error":"#N/A"},{"$error":"#N/A"},{"$error":"#N/A"},{"$error":"#N/A"},{"$error":"#N/A"},{"$error":"#N/A"},{"$error":"#N/A"},{"$error":"#N/A"},{"$error":"#N/A"},{"$error":"#N/A"},{"$error":"#N/A"},{"$error":"#N/A"},{"$error":"#N/A"},{"$error":"#N/A"},{"$error":"#N/A"},{"$error":"#N/A"},{"$error":"#N/A"},{"$error":"#N/A"},{"$error":"#N/A"},{"$error":"#N/A"},{"$error":"#N/A"},0.74173318129988608,0.73947191649873423,0.73722439728003297,0.73502824858757076,0.73284514543220014,0.73067497191871744,0.72851761352066802,0.72637295706019711,0.72427754441014236,0.72215774335166782,0.72008654523498039,0.71802719381867453,0.71601541001651081,0.71397924565954907,0.7119900497512438,0.71001190712442952,0.70804472590540279,0.70608841523583976,0.70417753284456031,0.70227696535479456,0.70038662947193275,0.698506442795783,0.69663632380859664,0.69480992377530726,0.69299307539586474,0.69121908809891808,0.68942094614124683,0.68766517706981889,0.68591832822085896,0.68421304264677762,0.68248366636463353,0.68082778306374891,0.6791476841306,0.67750792974482787,0.67587607443090592,0.67425206124852777,0.6726674500587545,0.67109026963657681,0.6695204678362574,0.6679891710231517,0.66646486285102224,0.66497839319734231,0.66349853957068017,0.6620252578988759,0.66058899556868544,0.65915895168347849,0.65776531690950046,0.65637756272072667,0.65502563163676308,0.65367925821038697,0.65233840824140765,0.65103266308798113,0.64976163450624291,0.64849555918071422,0.64726368159203984,0.6460364752618275,0.64481391367036145,0.64365386345237041,0.64249797970728206,0.64134624002868168,0.64022726255983553,0.63914072618462769,0.63805787150563997,0.63700703284963944,0.63598791218558359,0.63500022185739013,0.63401559454191048,0.63306201893302672,0.63213922876452155,0.63121912491178556,0.63035722151257556,0.62949766869006785,0.62866807239500977,0.62786820515070418,0.62709784847289785,0.62635679271708689,0.62564483693276207,0.62496178872439845,0.62430746411900717,0.62368168744007679,0.62308429118773956,0.6225421959283105,0.62200104311543825,0.62151480934595682,0.62105628607386199,0.62065226819325192,0.62027565880721236,0.61992635910764571,0.61963110495323881,0.61938974247998269,0.61917535586033845,0.61901466326398202,0.61888081646773918,0.61882729395485614,0.61882729395485614,0.61885405405405414,0.61896111759871986,0.61914856796746565,0.61936293603393067,0.61968476660604488,0.62006065857885617,0.62051771235311981,0.62105628607386199,0.62167680278019122,0.62240681946679433,0.62324710391080917]
["R448A",-9,1116,{"$error":"#N/A"},{"$error":"#N/A"},{"$error":"#N/A"},{"$error":"#N/A"},{"$error":"#N/A"},{"$error":"#N/A"},{"$error":"#N/A"},{"$error":"#N/A"},{"$error":"#N/A"},{"$error":"#N/A"},{"$error":"#N/A"},{"$error":"#N/A"},{"$error":"#N/A"},{"$error":"#N/A"},{"$error":"#N/A"},{"$error":"#N/A"},{"$error":"#N/A"},{"$error":"#N/A"},{"$error":"#N/A"},{"$error":"#N/A"},{"$error":"#N/A"},{"$error":"#N/A"},{"$error":"#N/A"},{"$error":"#N/A"},{"$error":"#N/A"},{"$error":"#N/A"},{"$error":"#N/A"},{"$error":"#N/A"},{"$error":"#N/A"},{"$error":"#N/A"},{"$error":"#N/A"},{"$error":"#N/A"},{"$error":"#N/A"},{"$error":"#N/A"},{"$error":"#N/A"},{"$error":"#N/A"},{"$error":"#N/A"},{"$error":"#N/A"},{"$error":"#N/A"},{"$error":"#N/A"},{"$error":"#N/A"},{"$error":"#N/A"},{"$error":"#N/A"},{"$error":"#N/A"},{"$error":"#N/A"},{"$error":"#N/A"},{"$error":"#N/A"},{"$error":"#N/A"},{"$error":"#N/A"},{"$error":"#N/A"},{"$error":"#N/A"},{"$error":"#N/A"},{"$error":"#N/A"},{"$error":"#N/A"},{"$error":"#N/A"},0.76928452400150515,0.76685242739256265,0.76443566048822187,0.76207465786250606,0.75972819451080342,0.75739613654405924,0.75507835171213011,0.75277470937878088,0.75052443885043019,0.74824845759698844,0.74602512641401242,0.74381496881496889,0.74165630182421227,0.73947191649873412,0.73733834818898458,0.73521705625481637,0.73310793504431127,0.73101088011442006,0.72896291768541155,0.72692639813074633,0.72490122581298766,0.72288730615749863,0.7208845456377192,0.71892896614086221,0.71698396793587182,0.71508519462349474,0.71316091094832323,0.7112823061630219,0.70941357259703575,0.70758961681087762,0.70574021106618012,0.70396969846032775,0.70217359305235283,0.70042090837901327,0.69867695161841525,0.69694165773838512,0.69524873688301603,0.69356402054860911,0.69188744923612455,0.69025225485940289,0.68862477143682033,0.68703792606817105,0.68545837723919922,0.68388607473955842,0.6823535021217757,0.6808277830637488,0.67934111838982258,0.67786093217127719,0.67641915205369385,0.6749834921233846,0.67355391349366978,0.67216194636231275,0.67080716227617887,0.6694578285072742,0.66814510481348333,0.6668375192209125,0.66553504162209931,0.66429930836002427,0.663068155492749,0.66184155760070307,0.66064998615086334,0.65949308755760361,0.658340233692152,0.6572215843857635,0.65613681170051819,0.6550855991943606,0.65403774964581163,0.65302304357745844,0.65204118826316759,0.65106228106091635,0.65014537524986382,0.64923104840538959,0.64834866126036339,0.6474979639851598,0.64667871667419807,0.64589068917272197,0.64513366091150881,0.64440742074927959,0.64371176682259801,0.64304650640305561,0.64241145576154779,0.64183522446965968,0.64126002598915632,0.64074322811730478,0.64025590551181111,0.63982653015603352,0.63942629909298077,0.63905510404572652,0.63874135237670171,0.63848487552422595,0.63825706895013834,0.63808632067059035,0.63794410020951275,0.63788722977490531,0.63788722977490531,0.63791566372470365,0.63802942487739644,0.63822860455782016,0.63845639080972572,0.63879837521760485,0.6391978203582116,0.63968353298766323,0.64025590551181111,0.64091540149581272,0.64169132813200613,0.64258452696331558]
["R448A",-6,1119,{"$error":"#N/A"},{"$error":"#N/A"},{"$error":"#N/A"},{"$error":"#N/A"},{"$error":"#N/A"},{"$error":"#N/A"},{"$error":"#N/A"},{"$error":"#N/A"},{"$error":"#N/A"},{"$error":"#N/A"},{"$error":"#N/A"},{"$error":"#N/A"},{"$error":"#N/A"},{"$error":"#N/A"},{"$error":"#N/A"},{"$error":"#N/A"},{"$error":"#N/A"},{"$error":"#N/A"},{"$error":"#N/A"},{"$error":"#N/A"},{"$error":"#N/A"},{"$error":"#N/A"},{"$error":"#N/A"},{"$error":"#N/A"},{"$error":"#N/A"},{"$error":"#N/A"},{"$error":"#N/A"},{"$error":"#N/A"},{"$error":"#N/A"},{"$error":"#N/A"},{"$error":"#N/A"},{"$error":"#N/A"},{"$error":"#N/A"},{"$error":"#N/A"},{"$error":"#N/A"},{"$error":"#N/A"},{"$error":"#N/A"},{"$error":"#N/A"},{"$error":"#N/A"},{"$error":"#N/A"},{"$error":"#N/A"},{"$error":"#N/A"},{"$error":"#N/A"},{"$error":"#N/A"},{"$error":"#N/A"},{"$error":"#N/A"},{"$error":"#N/A"},{"$error":"#N/A"},{"$error":"#N/A"},{"$error":"#N/A"},{"$error":"#N/A"},{"$error":"#N/A"},{"$error":"#N/A"},{"$error":"#N/A"},{"$error":"#N/A"},0.78701055873295211,0.78446527435180635,0.78193640039339962,0.77946623093681922,0.77701161906830296,0.77457241827235335,0.7721484838674868,0.76973967297762491,0.76738699125958509,0.76500775110921049,0.76268386271583888,0.76037405026300409,0.7581183450760185,0.75583606211048915,0.75360716166403374,0.75139136826630271,0.74918856664223643,0.74699864286459972,0.74486025087180552,0.74273406684658516,0.74061998654453254,0.7385179069047374,0.73642772603303663,0.73438702724893534,0.73235760708254449,0.7303766459120139,0.72836929967426722,0.72640982691233946,0.7244608686848234,0.72255882055942644,0.72063044463467452,0.71878453038674039,0.71691213305280044,0.71508519462349474,0.71326754385964919,0.71145911011682827,0.70969501611703456,0.70793964877566173,0.70619294349864303,0.70448951462045883,0.70279428374993858,0.70114154132575579,0.69949655408377731,0.6978592675671722,0.69626350102169898,0.69467501577593316,0.69312733084709655,0.69158652684482691,0.69008583277075897,0.68859163739594864,0.68710389859804111,0.68565542353392106,0.68424575663399478,0.68284187422463982,0.68147619047619046,0.68011595855907248,0.67876114589262004,0.67747585684529454,0.67619542619542616,0.6749198264478401,0.67368074189144678,0.67247779709600108,0.67127914067263939,0.67011612661547104,0.66898840688107719,0.66789564568068327,0.66680644860684013,0.66575176777074807,0.66473129267499664,0.66371394119283944,0.66276107997962319,0.66181095079541263,0.66089406114343774,0.66001014619748188,0.65915895168347849,0.658340233692152,0.65755375850027575,0.65679930240029372,0.6560766515380736,0.65538560175856397,0.65472595845914539,0.65412743395191519,0.6535300027399763,0.65299324694287286,0.6524871198650436,0.65204118826316759,0.65162553501502607,0.65124004550625714,0.65091421813881567,0.65064787451693573,0.6504113075489707,0.65023399518378855,0.6500863087126374,0.65002725290697683,0.65002725290697683,0.65005677946854423,0.65017491254372828,0.65038174877295041,0.65061829423531559,0.65097343522561868,0.65138825671370049,0.65189267981597054,0.6524871198650436,0.65317206754906443,0.65397797376959288,0.65490572945268166]
["R448A",-2,1123,{"$error":"#N/A"},{"$error":"#N/A"},{"$error":"#N/A"},{"$error":"#N/A"},{"$error":"#N/A"},{"$error":"#N/A"},{"$error":"#N/A"},{"$error":"#N/A"},{"$error":"#N/A"},{"$error":"#N/A"},{"$error":"#N/A"},{"$error":"#N/A"},{"$error":"#N/A"},{"$error":"#N/A"},{"$error":"#N/A"},{"$error":"#N/A"},{"$error":"#N/A"},{"$error":"#N/A"},{"$error":"#N/A"},{"$error":"#N/A"},{"$error":"#N/A"},{"$error":"#N/A"},{"$error":"#N/A"},{"$error":"#N/A"},{"$error":"#N/A"},{"$error":"#N/A"},{"$error":"#N/A"},{"$error":"#N/A"},{"$error":"#N/A"},{"$error":"#N/A"},{"$error":"#N/A"},{"$error":"#N/A"},{"$error":"#N/A"},{"$error":"#N/A"},{"$error":"#N/A"},{"$error":"#N/A"},{"$error":"#N/A"},{"$error":"#N/A"},{"$error":"#N/A"},{"$error":"#N/A"},{"$error":"#N/A"},{"$error":"#N/A"},{"$error":"#N/A"},{"$error":"#N/A"},{"$error":"#N/A"},{"$error":"#N/A"},{"$error":"#N/A"},{"$error":"#N/A"},{"$error":"#N/A"},{"$error":"#N/A"},{"$error":"#N/A"},{"$error":"#N/A"},{"$error":"#N/A"},{"$error":"#N/A"},{"$error":"#N/A"},0.81215595028658993,0.80944570135746619,0.80675348103049782,0.80412429061077717,0.80151218146177561,0.79891698766259134,0.79633854543431093,0.79377669310555232,0.79127501935198508,0.78874559082892415,0.78627547936926545,0.78382079088618695,0.78142404717702307,0.77899951009743618,0.77663211591686121,0.77427906725098739,0.77194023410108425,0.76961548803441782,0.76734584450402143,0.76508954824913145,0.76284648187633275,0.76061652936486845,0.75839957604663488,0.75623546818854381,0.75408367583517766,0.75198360569596967,0.74985590778097988,0.74777928728184762,0.74571413683497478,0.7436990074312736,0.74165630182421227,0.73970124567116358,0.73771843909479884,0.73578406169665811,0.73385980206143275,0.73194558101472995,0.73007856341189681,0.72822104620394879,0.726372957060197,0.72457090780213662,0.72277777777777774,0.72102982668278925,0.71929030960997187,0.7175591656638588,0.71587214246410891,0.71419303323685002,0.71255725951005777,0.71092896174863396,0.70934324659231718,0.70776458951533139,0.70619294349864303,0.70466295730956729,0.70317413522012584,0.70169159107624424,0.70024954738953848,0.6988134186239563,0.697383168461576,0.69602645785710826,0.69467501577593316,0.69332881158858595,0.69202127659574475,0.69075200308910123,0.68948737714395836,0.68826047227432308,0.68707091074943594,0.68591832822085896,0.68476960620125382,0.68365738307934842,0.68258132214060863,0.68150864326872718,0.68050404184498348,0.67950239779687582,0.67853586837987778,0.67760416666666667,0.67670701721202964,0.6758441558441558,0.67501532946559129,0.67422029586356358,0.67345882352941178,0.67273069148686138,0.67203568912890355,0.67140511376964584,0.67077572064682456,0.67021027490282403,0.6696771174543753,0.66920738835632465,0.66876956867143333,0.6683635344666542,0.66802035195817588,0.66773982829413958,0.6674906716417911,0.66730392614007283,0.66714838469069038,0.66708618841187717,0.66708618841187717,0.66711728510162227,0.66724170085788892,0.66745954013338937,0.66770867354080154,0.66808272256197199,0.66851964310739476,0.66905095839177187,0.6696771174543753,0.67039865086429018,0.6712476547842402,0.67222509277091458]
["R448A",3,1128,{"$error":"#N/A"},{"$error":"#N/A"},{"$error":"#N/A"},{"$error":"#N/A"},{"$error":"#N/A"},{"$error":"#N/A"},{"$error":"#N/A"},{"$error":"#N/A"},{"$error":"#N/A"},{"$error":"#N/A"},{"$error":"#N/A"},{"$error":"#N/A"},{"$error":"#N/A"},{"$error":"#N/A"},{"$error":"#N/A"},{"$error":"#N/A"},{"$error":"#N/A"},{"$error":"#N/A"},{"$error":"#N/A"},{"$error":"#N/A"},{"$error":"#N/A"},{"$error":"#N/A"},{"$error":"#N/A"},{"$error":"#N/A"},{"$error":"#N/A"},{"$error":"#N/A"},{"$error":"#N/A"},{"$error":"#N/A"},{"$error":"#N/A"},{"$error":"#N/A"},{"$error":"#N/A"},{"$error":"#N/A"},{"$error":"#N/A"},{"$error":"#N/A"},{"$error":"#N/A"},{"$error":"#N/A"},{"$error":"#N/A"},{"$error":"#N/A"},{"$error":"#N/A"},{"$error":"#N/A"},{"$error":"#N/A"},{"$error":"#N/A"},{"$error":"#N/A"},{"$error":"#N/A"},{"$error":"#N/A"},{"$error":"#N/A"},{"$error":"#N/A"},{"$error":"#N/A"},{"$error":"#N/A"},{"$error":"#N/A"},{"$error":"#N/A"},{"$error":"#N/A"},{"$error":"#N/A"},{"$error":"#N/A"},{"$error":"#N/A"},0.84640406907972554,0.843460835739966,0.84053800070480444,0.83768438304846649,0.83485007583712534,0.83203488372093015,0.82923861397612708,0.82646107646107658,0.82374949634490313,0.82100854798921452,0.81833257090576395,0.81567398119122259,0.81307880234077612,0.81045418507192213,0.80789206277520609,0.8053460889138998,0.80281611129810393,0.80030197964433503,0.79784802363828955,0.79540907069808819,0.792984983653793,0.79057562700254114,0.78818086688329569,0.78584372082807108,0.78352039419655084,0.78125341194453535,0.77895710864358814,0.77671641791044777,0.77448858101526141,0.77231516459794913,0.77011246838508318,0.76800472255017715,0.76586749438082002,0.76378288947003248,0.76170960187353631,0.75964753967832688,0.75763671978400127,0.7556365172395586,0.7536468481752594,0.75170711209160623,0.74977733535914493,0.74789652469297108,0.74602512641401242,0.7441630700431594,0.74234879136839926,0.74054333764553681,0.73878478137421921,0.73703455734665513,0.73533038742164214,0.73363408007381969,0.73194558101472995,0.7303021024698918,0.72870309078873674,0.72711106594858244,0.72556276617318993,0.72402104624102004,0.7224858642972537,0.72102982668278925,0.71957964601769908,0.71813528703331997,0.7167326088045276,0.71537115721069722,0.71401486803372738,0.71269920318725088,0.71142374229469085,0.71018807999602995,0.7089567026652136,0.70776458951533139,0.70661136621735054,0.7054618949028888,0.70438548998375761,0.70331236485158255,0.70227696535479445,0.70127897290145536,0.70031808172253496,0.69939399863160978,0.69850644279578289,0.69765514551747676,0.69683985002678084,0.69606031128404677,0.69531629579244003,0.69464129696146004,0.69396760740956265,0.69336240310077524,0.6927917897080893,0.6922890866873066,0.69182055496471051,0.69138605729745395,0.69101883148237575,0.69071866402818671,0.69045206735176345,0.69025225485940289,0.69008583277075897,0.69001928640308585,0.69001928640308585,0.69005255798254495,0.690185676392573,0.6904187572365883,0.69068532818532824,0.6910855707938961,0.6915531071808253,0.69212168109493644,0.6927917897080893,0.69356402054860911,0.69447275197748337,0.69551905132192848]
["R448A",8,1133,{"$error":"#N/A"},{"$error":"#N/A"},{"$error":"#N/A"},{"$error":"#N/A"},{"$error":"#N/A"},{"$error":"#N/A"},{"$error":"#N/A"},{"$error":"#N/A"},{"$error":"#N/A"},{"$error":"#N/A"},{"$error":"#N/A"},{"$error":"#N/A"},{"$error":"#N/A"},{"$error":"#N/A"},{"$error":"#N/A"},{"$error":"#N/A"},{"$error":"#N/A"},{"$error":"#N/A"},{"$error":"#N/A"},{"$error":"#N/A"},{"$error":"#N/A"},{"$error":"#N/A"},{"$error":"#N/A"},{"$error":"#N/A"},{"$error":"#N/A"},{"$error":"#N/A"},{"$error":"#N/A"},{"$error":"#N/A"},{"$error":"#N/A"},{"$error":"#N/A"},{"$error":"#N/A"},{"$error":"#N/A"},{"$error":"#N/A"},{"$error":"#N/A"},{"$error":"#N/A"},{"$error":"#N/A"},{"$error":"#N/A"},{"$error":"#N/A"},{"$error":"#N/A"},{"$error":"#N/A"},{"$error":"#N/A"},{"$error":"#N/A"},{"$error":"#N/A"},{"$error":"#N/A"},{"$error":"#N/A"},{"$error":"#N/A"},{"$error":"#N/A"},{"$error":"#N/A"},{"$error":"#N/A"},{"$error":"#N/A"},{"$error":"#N/A"},{"$error":"#N/A"},{"$error":"#N/A"},{"$error":"#N/A"},{"$error":"#N/A"},0.88426841324765204,0.88105645508834596,0.87786774628879893,0.87475550122249401,0.87166524546229762,0.86859674678319976,0.86554977621870088,0.86252410800385748,0.85957114541413915,0.85658705931645418,0.85367454068241466,0.8507817608941205,0.84795876044320673,0.84510452344395892,0.84231901118304886,0.83955180100903437,0.83680271313296695,0.83407157011306676,0.83140649509091957,0.82875839703497822,0.82612711424118235,0.82351248705259528,0.82091435782710953,0.81837936753016549,0.81585998517758407,0.81340229623735361,0.81091341795104277,0.80848539630529348,0.80607187112763334,0.80371784791643264,0.80133266140321413,0.79905080960357355,0.796737557064915,0.79448176317104313,0.79223870682019493,0.79000828043058247,0.78783374621524915,0.78567115015097455,0.78352039419655084,0.78142404717702307,0.7793388879812666,0.77730704470153722,0.77528576845982999,0.77327497703571624,0.77131615824081068,0.76936723832052034,0.76746929801040387,0.76558069865725153,0.76374212829544241,0.76191236756641645,0.76009135330359046,0.75831920305214084,0.75659529473962472,0.75487920666736996,0.75321052631578944,0.75154920701606986,0.74989520016767974,0.74832670989332795,0.74676476727196828,0.74520933138929402,0.74369900743127382,0.74223328665525645,0.74077333195299966,0.73935730522835297,0.73798473597359748,0.7366551706388017,0.73533038742164236,0.73404800984817398,0.73280761943775929,0.73157141396585235,0.73041392333996846,0.72926008968609879,0.72814694209830066,0.72707412487933754,0.72604129673786222,0.72504813050967676,0.72409431289212711,0.72317954419121733,0.72230353808105785,0.72146602137527738,0.72066673381005142,0.71994164402857441,0.71921801186048862,0.71856798553926504,0.71795514975166808,0.71741527972729102,0.71691213305280044,0.71644555694618273,0.71605123586510566,0.71572893223305822,0.71544268359746044,0.71522814733369988,0.71504946537423808,0.71497801758593138,0.71497801758593138,0.71501373969522863,0.71515666383489096,0.71540691861627681,0.71569313862772554,0.71612289831865494,0.71662493740610922,0.71723550343306774,0.71795514975166808,0.71878453038674039,0.71976059950711668,0.7208845456377192]
["R448A",13,1138,{"$error":"#N/A"},{"$error":"#N/A"},{"$error":"#N/A"},{"$error":"#N/A"},{"$error":"#N/A"},{"$error":"#N/A"},{"$error":"#N/A"},{"$error":"#N/A"},{"$error":"#N/A"},{"$error":"#N/A"},{"$error":"#N/A"},{"$error":"#N/A"},{"$error":"#N/A"},{"$error":"#N/A"},{"$error":"#N/A"},{"$error":"#N/A"},{"$error":"#N/A"},{"$error":"#N/A"},{"$error":"#N/A"},{"$error":"#N/A"},{"$error":"#N/A"},{"$error":"#N/A"},{"$error":"#N/A"},{"$error":"#N/A"},{"$error":"#N/A"},{"$error":"#N/A"},{"$error":"#N/A"},{"$error":"#N/A"},{"$error":"#N/A"},{"$error":"#N/A"},{"$error":"#N/A"},{"$error":"#N/A"},{"$error":"#N/A"},{"$error":"#N/A"},{"$error":"#N/A"},{"$error":"#N/A"},{"$error":"#N/A"},{"$error":"#N/A"},{"$error":"#N/A"},{"$error":"#N/A"},{"$error":"#N/A"},{"$error":"#N/A"},{"$error":"#N/A"},{"$error":"#N/A"},{"$error":"#N/A"},{"$error":"#N/A"},{"$error":"#N/A"},{"$error":"#N/A"},{"$error":"#N/A"},{"$error":"#N/A"},{"$error":"#N/A"},{"$error":"#N/A"},{"$error":"#N/A"},{"$error":"#N/A"},{"$error":"#N/A"},0.92633827432196258,0.92281403146762975,0.91931650285861111,0.91590400000000005,0.91251673786903031,0.90915443745632418,0.90581682384961082,0.90250362615879431,0.89927108206610551,0.8960055096418732,0.89281926508203879,0.88965560114385178,0.88656919836451498,0.88344959565405279,0.88040602891418029,0.87738336092207714,0.87438137716136133,0.87139986604152708,0.86849132176234978,0.86560212907518308,0.86273209549071628,0.85988103106411107,0.85704874835309619,0.8542860553963707,0.85154111626799955,0.8488641081914704,0.84615384615384626,0.84351055051279022,0.840883718197309,0.8383223009782671,0.8357276337304369,0.83324599708879188,0.83073082951181298,0.82827873596481072,0.82584107565352871,0.8234177215189874,0.82105565117613311,0.8187070938215103,0.81637193382772388,0.81409636498094318,0.811833446789199,0.80962887531115646,0.80743624464003616,0.80525545802385767,0.80313148886020547,0.80101869472741516,0.79896158999553379,0.7969150239447601,0.7949230683774926,0.79294104609929073,0.79096888299342294,0.78905000827038652,0.7871837183718372,0.78532623607528951,0.78352039419655073,0.78172283825858968,0.77993351136301714,0.7782369895045953,0.77654783222095614,0.77486599166170345,0.77323319645558697,0.77164887307236052,0.77007102884201462,0.76854089468879216,0.76705794071930111,0.76562165632356094,0.7641907406418541,0.7628058205852567,0.76146642545493248,0.76013172571307175,0.75888217202248398,0.75763671978400138,0.7564353295628734,0.75527760185771586,0.75416315345699847,0.75309161711308736,0.75206264123180411,0.75107588957699167,0.75013104098962147,0.74922778912098853,0.74836584217957436,0.747583973253931,0.74680373636695729,0.74610291434231801,0.74544223356599648,0.74486025087180563,0.74431788630571605,0.74381496881496878,0.74338995376863548,0.74304257528556594,0.74273406684658505,0.74250285358514068,0.74231028580320557,0.74223328665525656,0.74223328665525656,0.74227178423236517,0.74242581448433298,0.74269552130364846,0.74300399771559111,0.74346719310094034,0.74400831817000257,0.74466645852846292,0.74544223356599648,0.74633637548891796,0.74738876122832676,0.74860072187058635]
["R448A",15,1140,{"$error":"#N/A"},{"$error":"#N/A"},{"$error":"#N/A"},{"$error":"#N/A"},{"$error":"#N/A"},{"$error":"#N/A"},{"$error":"#N/A"},{"$error":"#N/A"},{"$error":"#N/A"},{"$error":"#N/A"},{"$error":"#N/A"},{"$error":"#N/A"},{"$error":"#N/A"},{"$error":"#N/A"},{"$error":"#N/A"},{"$error":"#N/A"},{"$error":"#N/A"},{"$error":"#N/A"},{"$error":"#N/A"},{"$error":"#N/A"},{"$error":"#N/A"},{"$error":"#N/A"},{"$error":"#N/A"},{"$error":"#N/A"},{"$error":"#N/A"},{"$error":"#N/A"},{"$error":"#N/A"},{"$error":"#N/A"},{"$error":"#N/A"},{"$error":"#N/A"},{"$error":"#N/A"},{"$error":"#N/A"},{"$error":"#N/A"},{"$error":"#N/A"},{"$error":"#N/A"},{"$error":"#N/A"},{"$error":"#N/A"},{"$error":"#N/A"},{"$error":"#N/A"},{"$error":"#N/A"},{"$error":"#N/A"},{"$error":"#N/A"},{"$error":"#N/A"},{"$error":"#N/A"},{"$error":"#N/A"},{"$error":"#N/A"},{"$error":"#N/A"},{"$error":"#N/A"},{"$error":"#N/A"},{"$error":"#N/A"},{"$error":"#N/A"},{"$error":"#N/A"},{"$error":"#N/A"},{"$error":"#N/A"},{"$error":"#N/A"},0.94455811497590936,0.94089414858645659,0.93725849760953572,0.93371175050564381,0.93019174520637016,0.92669818040536167,0.92323075930585141,0.91978918953660282,0.91643186475409866,0.91304070435115481,0.90973237556417275,0.90644793514061328,0.90324413027013395,0.90000628891264711,0.89684777840446217,0.89371135952038983,0.89059680129441787,0.88750387596899238,0.88448702101359711,0.88149060671389001,0.87851442602823837,0.87555827470174374,0.87262195121951225,0.86975811352862553,0.86691301187303138,0.86413863897107668,0.86133012338248593,0.85859131269498445,0.85586986424256939,0.85321647886484231,0.85052894330203266,0.84795876044320695,0.84535412605588067,0.84281507656065957,0.84029123363278735,0.83778246107013243,0.83533738034088267,0.83290653008962878,0.83048978644382554,0.8281349458943349,0.82579342181188697,0.82351248705259539,0.82124411798462083,0.81898821105642672,0.81679127903658488,0.81460610200364303,0.81247871011695261,0.81036240090600253,0.80830273933916974,0.80625352112676063,0.80421466704130384,0.80223106676383216,0.80030197964433514,0.79838214783821482,0.79651583458562925,0.79465822644233453,0.79280926264472895,0.79105632635011902,0.78931112459323816,0.78757360629574613,0.78588687534321822,0.78425032880315648,0.7826205840533742,0.78104022267095996,0.77950868783702831,0.77802544307926502,0.77654783222095636,0.77511780317391554,0.77373486159169569,0.77235684602514998,0.77106681034482782,0.76978107686514996,0.76854089468879239,0.76734584450402155,0.76619552414605441,0.76508954824913122,0.76402754791522087,0.76300917039880578,0.76203407880724172,0.76110195181619977,0.76021248339973446,0.75940567789864699,0.75860058309037914,0.75787745591272582,0.75719576719576731,0.75659529473962484,0.75603571239896472,0.75551684088269455,0.75507835171213022,0.75471996624828608,0.75440168687401177,0.75416315345699847,0.75396449080659611,0.75388505504925474,0.75388505504925474,0.75392477083552845,0.75408367583517777,0.75436192082652487,0.75468016664029958,0.7551580391536068,0.75571632254316956,0.75639534883720938,0.75719576719576731,0.75811834507601861,0.75920424403183029,0.76045485945055535]
["R448A",20,1145,{"$error":"#N/A"},{"$error":"#N/A"},{"$error":"#N/A"},{"$error":"#N/A"},{"$error":"#N/A"},{"$error":"#N/A"},{"$error":"#N/A"},{"$error":"#N/A"},{"$error":"#N/A"},{"$error":"#N/A"},{"$error":"#N/A"},{"$error":"#N/A"},{"$error":"#N/A"},{"$error":"#N/A"},{"$error":"#N/A"},{"$error":"#N/A"},{"$error":"#N/A"},{"$error":"#N/A"},{"$error":"#N/A"},{"$error":"#N/A"},{"$error":"#N/A"},{"$error":"#N/A"},{"$error":"#N/A"},{"$error":"#N/A"},{"$error":"#N/A"},{"$error":"#N/A"},{"$error":"#N/A"},{"$error":"#N/A"},{"$error":"#N/A"},{"$error":"#N/A"},{"$error":"#N/A"},{"$error":"#N/A"},{"$error":"#N/A"},{"$error":"#N/A"},{"$error":"#N/A"},{"$error":"#N/A"},{"$error":"#N/A"},{"$error":"#N/A"},{"$error":"#N/A"},{"$error":"#N/A"},{"$error":"#N/A"},{"$error":"#N/A"},{"$error":"#N/A"},{"$error":"#N/A"},{"$error":"#N/A"},{"$error":"#N/A"},{"$error":"#N/A"},{"$error":"#N/A"},{"$error":"#N/A"},{"$error":"#N/A"},{"$error":"#N/A"},{"$error":"#N/A"},{"$error":"#N/A"},{"$error":"#N/A"},{"$error":"#N/A"},0.99395749409640244,0.98990108597911075,0.98587765224579782,0.98195416495128329,0.97806178239475161,0.97420013614703882,0.97036886357472218,0.96656760772659756,0.96286079526340607,0.95911802158032311,0.9554680197623181,0.95184569338210856,0.94831356437611836,0.9447451808819648,0.94126545645882675,0.93781127129750996,0.93438234525985908,0.93097840228987783,0.92765929863226815,0.92436377728975616,0.92109158782261724,0.91784248332478213,0.91461622036173074,0.91147060696770932,0.90834655664868313,0.90530111336032393,0.90221914008321802,0.8992145774426642,0.89622995991983989,0.89332084893882646,0.89037516331736466,0.88755891838253553,0.88470573689416443,0.8819251864176989,0.87916205922103463,0.87641619205095245,0.87374076561450653,0.871081623957636,0.86843861884823126,0.86586398838334955,0.86330457863304577,0.86081203007518825,0.85833383314340561,0.85586986424256928,0.85347089694656508,0.85108534046981865,0.84876341853982584,0.84645413142485382,0.84420717319490324,0.84197211272577521,0.83974885576810243,0.8375863279878264,0.83548368264347028,0.83339156766829736,0.83135819681654466,0.82933472415391774,0.82732107758122342,0.82541238897220004,0.82351248705259528,0.82162131128717442,0.81978575929426611,0.8180051443269506,0.81623224776136427,0.81451337507114396,0.81284789276383074,0.81123519074882389,0.80962887531115657,0.80807453416149078,0.80657160570365793,0.80507425742574279,0.80367271297804255,0.80227603991478891,0.80092903514663105,0.79963122311001855,0.79838214783821504,0.79718137254901966,0.79602847925241971,0.79492306837749271,0.7938647584179287,0.79285318559556806,0.79188800354139011,0.79101260225514047,0.79013913427561855,0.78935466078323235,0.78861519810436997,0.78796388062988676,0.78735695422535235,0.78679421628456758,0.78631868131868154,0.7859300345982756,0.78558489323159697,0.78532623607528962,0.78511081852095688,0.78502468458584762,0.78502468458584762,0.78506774919084987,0.78524005486968473,0.78554177187397101,0.78588687534321811,0.78640509946147941,0.78701055873295211,0.78774701381626033,0.78861519810436997,0.78961597881262435,0.79079405426313765,0.79215100188198839]
["R448A",22,1147,{"$error":"#N/A"},{"$error":"#N/A"},{"$error":"#N/A"},{"$error":"#N/A"},{"$error":"#N/A"},{"$error":"#N/A"},{"$error":"#N/A"},{"$error":"#N/A"},{"$error":"#N/A"},{"$error":"#N/A"},{"$error":"#N/A"},{"$error":"#N/A"},{"$error":"#N/A"},{"$error":"#N/A"},{"$error":"#N/A"},{"$error":"#N/A"},{"$error":"#N/A"},{"$error":"#N/A"},{"$error":"#N/A"},{"$error":"#N/A"},{"$error":"#N/A"},{"$error":"#N/A"},{"$error":"#N/A"},{"$error":"#N/A"},{"$error":"#N/A"},{"$error":"#N/A"},{"$error":"#N/A"},{"$error":"#N/A"},{"$error":"#N/A"},{"$error":"#N/A"},{"$error":"#N/A"},{"$error":"#N/A"},{"$error":"#N/A"},{"$error":"#N/A"},{"$error":"#N/A"},{"$error":"#N/A"},{"$error":"#N/A"},{"$error":"#N/A"},{"$error":"#N/A"},{"$error":"#N/A"},{"$error":"#N/A"},{"$error":"#N/A"},{"$error":"#N/A"},{"$error":"#N/A"},{"$error":"#N/A"},{"$error":"#N/A"},{"$error":"#N/A"},{"$error":"#N/A"},{"$error":"#N/A"},{"$error":"#N/A"},{"$error":"#N/A"},{"$error":"#N/A"},{"$error":"#N/A"},{"$error":"#N/A"},{"$error":"#N/A"},1.0155407323304004,1.0113066214401814,1.0071076706544688,1.0030137370339223,0.99895295267346118,0.9949249165739712,0.99092923417809187,0.9869655172413796,0.9831009136497908,0.97919945261717423,0.97539531079607422,0.97162061239731157,0.96794048021643575,0.96422315051879814,0.96059873808564922,0.95700147117828016,0.95343104596935391,0.94988716314881205,0.94643211427815621,0.94300210859251477,0.93959687479482656,0.93621614549260779,0.93285965712795782,0.92958752841831793,0.92633827432196281,0.92317120371564965,0.91996657238364643,0.91684284707540531,0.913740263057081,0.91071655848288147,0.90765522927633679,0.90472878998609196,0.90176433522369281,0.89887569876264062,0.89600550964187342,0.89315359171191422,0.89037516331736466,0.88761396762389144,0.88486984480306696,0.88219701639748493,0.87954028639911508,0.87695324468411084,0.87438137716136144,0.87182455071580878,0.86933543919329381,0.86686050033315165,0.86445182724252512,0.86205650262032441,0.85972606031479037,0.85740818405128527,0.85510277246653932,0.85286054827175228,0.85068061582357501,0.84851179888533157,0.84640406907972554,0.84430678466076714,0.84221986817325811,0.8402418976045094,0.83827319587628879,0.836313697989715,0.83441198763920499,0.83256733957763684,0.83073082951181287,0.82895041705282668,0.82722543352601174,0.82555523507355077,0.82389176741508374,0.82228223396920264,0.82072604232379442,0.81917572982255327,0.81772470144563192,0.81627880447182322,0.81488440952055596,0.8135410152919107,0.81224814121119271,0.81100532698628591,0.80981213218650983,0.80866813584223318,0.80757293606455627,0.80652614968440062,0.80552741191039068,0.80462161250421693,0.80371784791643286,0.80290619389587092,0.8021411355865703,0.80146729390681026,0.80083939563514295,0.80025722753452999,0.79976528445288941,0.79936323521197572,0.79900619730891642,0.79873862811854679,0.7985157906483652,0.79842669047087722,0.79842669047087722,0.79847123807398324,0.79864947820748944,0.79896158999553391,0.79931858802502243,0.79985468365750068,0.80048103814744387,0.80124293152679038,0.8021411355865703,0.80317656302615348,0.80439548086110968,0.80579954954954969]
["R448A",27,1152,{"$error":"#N/A"},{"$error":"#N/A"},{"$error":"#N/A"},{"$error":"#N/A"},{"$error":"#N/A"},{"$error":"#N/A"},{"$error":"#N/A"},{"$error":"#N/A"},{"$error":"#N/A"},{"$error":"#N/A"},{"$error":"#N/A"},{"$error":"#N/A"},{"$error":"#N/A"},{"$error":"#N/A"},{"$error":"#N/A"},{"$error":"#N/A"},{"$error":"#N/A"},{"$error":"#N/A"},{"$error":"#N/A"},{"$error":"#N/A"},{"$error":"#N/A"},{"$error":"#N/A"},{"$error":"#N/A"},{"$error":"#N/A"},{"$error":"#N/A"},{"$error":"#N/A"},{"$error":"#N/A"},{"$error":"#N/A"},{"$error":"#N/A"},{"$error":"#N/A"},{"$error":"#N/A"},{"$error":"#N/A"},{"$error":"#N/A"},{"$error":"#N/A"},{"$error":"#N/A"},{"$error":"#N/A"},{"$error":"#N/A"},{"$error":"#N/A"},{"$error":"#N/A"},{"$error":"#N/A"},{"$error":"#N/A"},{"$error":"#N/A"},{"$error":"#N/A"},{"$error":"#N/A"},{"$error":"#N/A"},{"$error":"#N/A"},{"$error":"#N/A"},{"$error":"#N/A"},{"$error":"#N/A"},{"$error":"#N/A"},{"$error":"#N/A"},{"$error":"#N/A"},{"$error":"#N/A"},{"$error":"#N/A"},{"$error":"#N/A"},1.0746414357588048,1.0699013157894741,1.0652028284331969,1.0606240272734013,1.0560844218138887,1.0515835109118967,1.0471208019316605,1.0426958105646633,1.0383833986359023,1.0340317919075146,1.0297906022882637,1.0255840619177299,1.021484653818701,1.0173455605317412,1.0133116193443321,1.009309542280838,1.005338953284159,1.0013994821915893,0.99756029555276737,0.9937504339976394,0.98996956281128967,0.98621735235338726,0.98249347796237829,0.97886456908344766,0.97526236881559247,0.97175256331907378,0.96820242202827977,0.96474315761089391,0.96130852421575896,0.95796238034674341,0.954575773745998,0.95133949345210422,0.94806227227558826,0.94486993265548669,0.94169901954333102,0.93854931794333696,0.9354817623218723,0.93243419338024514,0.92940641641771671,0.92645821195054068,0.92352865255549821,0.92067678847143619,0.91784248332478213,0.91502557544757035,0.91228405686237035,0.90955891699504265,0.90690747782002556,0.90427145204094561,0.90170751685464057,0.89915807991957786,0.89662301860785687,0.89415807560137472,0.89176221335992034,0.88937915604996587,0.88706378230955185,0.88476043276661542,0.88246901399765698,0.88029771790613298,0.87813708044425365,0.87598702332129541,0.87390083048363487,0.87187766540757894,0.86986384634087044,0.86791194129419613,0.86602118003025741,0.86419082125603874,0.86236818318770747,0.86060496722593072,0.85890049213779884,0.85720275531596313,0.85561401410976945,0.85403115116070927,0.85250491451718613,0.85103472882968612,0.84962004274519143,0.84826032837413312,0.84695508078357118,0.84570381751566015,0.84450607813053236,0.84336142377276235,0.84226943676063804,0.84127917230027649,0.84029123363278746,0.8394040706199779,0.83856791280909415,0.83783150869387057,0.83714536414156215,0.83650923544540567,0.83597172732052127,0.83553246146660443,0.83514239028944925,0.83485007583712534,0.83460663672945712,0.83450930083386798,0.83450930083386798,0.83455796594355036,0.83475268315445661,0.83509365699947502,0.83548368264347028,0.83606940468540059,0.83675378588551719,0.8375863279878264,0.83856791280909415,0.83969958340667739,0.84103196991067242,0.84256697085663834]
["R448A",32,1157,{"$error":"#N/A"},{"$error":"#N/A"},{"$error":"#N/A"},{"$error":"#N/A"},{"$error":"#N/A"},{"$error":"#N/A"},{"$error":"#N/A"},{"$error":"#N/A"},{"$error":"#N/A"},{"$error":"#N/A"},{"$error":"#N/A"},{"$error":"#N/A"},{"$error":"#N/A"},{"$error":"#N/A"},{"$error":"#N/A"},{"$error":"#N/A"},{"$error":"#N/A"},{"$error":"#N/A"},{"$error":"#N/A"},{"$error":"#N/A"},{"$error":"#N/A"},{"$error":"#N/A"},{"$error":"#N/A"},{"$error":"#N/A"},{"$error":"#N/A"},{"$error":"#N/A"},{"$error":"#N/A"},{"$error":"#N/A"},{"$error":"#N/A"},{"$error":"#N/A"},{"$error":"#N/A"},{"$error":"#N/A"},{"$error":"#N/A"},{"$error":"#N/A"},{"$error":"#N/A"},{"$error":"#N/A"},{"$error":"#N/A"},{"$error":"#N/A"},{"$error":"#N/A"},{"$error":"#N/A"},{"$error":"#N/A"},{"$error":"#N/A"},{"$error":"#N/A"},{"$error":"#N/A"},{"$error":"#N/A"},{"$error":"#N/A"},{"$error":"#N/A"},{"$error":"#N/A"},{"$error":"#N/A"},{"$error":"#N/A"},{"$error":"#N/A"},{"$error":"#N/A"},{"$error":"#N/A"},{"$error":"#N/A"},{"$error":"#N/A"},1.1425948103792416,1.1372377622377625,1.1319307126473148,1.1267616723092673,1.1216396269300106,1.1165639385191541,1.1115339805825244,1.1065491378643781,1.1016936104695922,1.0967964438994482,1.0920259442960703,1.0872967634098163,1.0826902708427901,1.0780414312617703,1.0735128647513317,1.0690221857025473,1.0645689206278361,1.0601526038965849,1.0558506713885198,1.0515835109118967,1.0473507025761126,1.043151833223996,1.0389864962973718,1.034929129302864,1.0309033280507134,1.0269824183710081,1.0230180856387163,1.0191568152684802,1.0153245831855269,1.0115925637944438,1.0078169014084508,1.0042102308609924,1.0005593232189054,0.99700431935349032,0.99347448802499139,0.98996956281128956,0.98655728664001108,0.9831684528716681,0.97980282075859249,0.97652678266803139,0.97327257889009788,0.97010574837310215,0.9669594594594596,0.96383351293103448,0.96079221215172894,0.9577700441707937,0.95483053109154004,0.95190900625249464,0.94906824059950923,0.94624437979370535,0.94343727338651207,0.94070860448300808,0.93805715783953858,0.93542061572651813,0.93285965712795771,0.93031268283169755,0.92777957860615889,0.92537989007436172,0.9229925830377298,0.92061756191701527,0.91831365503080109,0.91607988733836887,0.91385696040868447,0.91170287316047649,0.90961672916799108,0.90759766615931003,0.90558754666835439,0.9036433667992676,0.9017643352236927,0.89989310193045358,0.89814233714070568,0.89639837143751977,0.89471709909346686,0.89309785322016977,0.89153999501619752,0.89004291311648731,0.88860602297423164,0.88722876627402358,0.8859106103751393,0.88465104778389092,0.88344959565405279,0.88236019483322037,0.88127347743087647,0.88029771790613287,0.8793781491950351,0.87856835901528652,0.87781389928234088,0.87711448884530518,0.87652354994793913,0.87604064642507351,0.87561184532550185,0.87529051987767592,0.87502292876796084,0.87491593813046409,0.87491593813046409,0.8749694301785278,0.87518346379647771,0.87555827470174374,0.8759870233212953,0.87663093415007665,0.87738336092207714,0.87829876027985776,0.8793781491950351,0.88062273090886733,0.8820882642998028,0.88377694065336876]
["R448A",36,1161,{"$error":"#N/A"},{"$error":"#N/A"},{"$error":"#N/A"},{"$error":"#N/A"},{"$error":"#N/A"},{"$error":"#N/A"},{"$error":"#N/A"},{"$error":"#N/A"},{"$error":"#N/A"},{"$error":"#N/A"},{"$error":"#N/A"},{"$error":"#N/A"},{"$error":"#N/A"},{"$error":"#N/A"},{"$error":"#N/A"},{"$error":"#N/A"},{"$error":"#N/A"},{"$error":"#N/A"},{"$error":"#N/A"},{"$error":"#N/A"},{"$error":"#N/A"},{"$error":"#N/A"},{"$error":"#N/A"},{"$error":"#N/A"},{"$error":"#N/A"},{"$error":"#N/A"},{"$error":"#N/A"},{"$error":"#N/A"},{"$error":"#N/A"},{"$error":"#N/A"},{"$error":"#N/A"},{"$error":"#N/A"},{"$error":"#N/A"},{"$error":"#N/A"},{"$error":"#N/A"},{"$error":"#N/A"},{"$error":"#N/A"},{"$error":"#N/A"},{"$error":"#N/A"},{"$error":"#N/A"},{"$error":"#N/A"},{"$error":"#N/A"},{"$error":"#N/A"},{"$error":"#N/A"},{"$error":"#N/A"},{"$error":"#N/A"},{"$error":"#N/A"},{"$error":"#N/A"},{"$error":"#N/A"},{"$error":"#N/A"},{"$error":"#N/A"},{"$error":"#N/A"},{"$error":"#N/A"},{"$error":"#N/A"},{"$error":"#N/A"},1.2050353654429102,1.1990783410138253,1.1931799232949809,1.1874377696647862,1.1817506193228742,1.1761176857330704,1.1705381972844759,1.165011396939108,1.1596304999594851,1.154205984353577,1.1489242132305717,1.1436905618157118,1.1385949558437427,1.1334547758593381,1.1284497713294435,1.1234887737478412,1.1185712052524621,1.1136964980544748,1.1089500193723363,1.1042438271604942,1.0995774106799849,1.0949502677888296,1.0903619047619049,1.0858942256620385,1.0814630091438073,1.0771488785187415,1.0727886056971516,1.0685432688717988,1.0643313996727655,1.0602311453548674,1.0560844218138885,1.0521246875459493,1.0481177676871249,1.0442174388909158,1.0403460308229138,1.0365032230028248,1.0327632243631379,1.0290501186452867,1.0253636168230997,1.0217763815507641,1.0182141586623978,1.0147486350421899,1.0113066214401811,1.0078878794281287,1.0045626842622493,1.001259357727559,0.99804728363205264,0.99485575251998648,0.99175329175329174,0.98867012089810025,0.98560606060606082,0.98262839879154096,0.9797357431368523,0.97686006825938576,0.97406751973863326,0.97129089181485029,0.96853004872766668,0.96591522678185771,0.9633144857296716,0.96072771213748676,0.95821894877803848,0.95578708341681695,0.95336753047764977,0.95102339181286544,0.94875364624767988,0.94655731199153392,0.94437112313580607,0.94225704503555452,0.94021417778069794,0.93818014946899209,0.93627739614000682,0.9343823452598593,0.93255571484425925,0.9307967479674798,0.92910471985976784,0.92747893713545049,0.92591873706004146,0.92442348685485443,0.9229925830377298,0.92162545079855773,0.92032154340836025,0.91913937058445749,0.91796023091725487,0.91690158892875462,0.91590400000000005,0.91502557544757057,0.91420723137856164,0.91344865002872278,0.91280775609133846,0.91228405686237013,0.91181905065307434,0.91147060696770921,0.91118044059595071,0.91106442577030833,0.91106442577030833,0.91112242949003641,0.91135451824492164,0.91176095820591252,0.91222590515043356,0.91292421536106161,0.91374026305708089,0.91473314157877927,0.91590400000000005,0.91725419817972076,0.91884430176565013,0.92067678847143608]
["R448A",43,1168,{"$error":"#N/A"},{"$error":"#N/A"},{"$error":"#N/A"},{"$error":"#N/A"},{"$error":"#N/A"},{"$error":"#N/A"},{"$error":"#N/A"},{"$error":"#N/A"},{"$error":"#N/A"},{"$error":"#N/A"},{"$error":"#N/A"},{"$error":"#N/A"},{"$error":"#N/A"},{"$error":"#N/A"},{"$error":"#N/A"},{"$error":"#N/A"},{"$error":"#N/A"},{"$error":"#N/A"},{"$error":"#N/A"},{"$error":"#N/A"},{"$error":"#N/A"},{"$error":"#N/A"},{"$error":"#N/A"},{"$error":"#N/A"},{"$error":"#N/A"},{"$error":"#N/A"},{"$error":"#N/A"},{"$error":"#N/A"},{"$error":"#N/A"},{"$error":"#N/A"},{"$error":"#N/A"},{"$error":"#N/A"},{"$error":"#N/A"},{"$error":"#N/A"},{"$error":"#N/A"},{"$error":"#N/A"},{"$error":"#N/A"},{"$error":"#N/A"},{"$error":"#N/A"},{"$error":"#N/A"},{"$error":"#N/A"},{"$error":"#N/A"},{"$error":"#N/A"},{"$error":"#N/A"},{"$error":"#N/A"},{"$error":"#N/A"},{"$error":"#N/A"},{"$error":"#N/A"},{"$error":"#N/A"},{"$error":"#N/A"},{"$error":"#N/A"},{"$error":"#N/A"},{"$error":"#N/A"},{"$error":"#N/A"},{"$error":"#N/A"},1.3367270689333086,1.3294008360427314,1.3221544715447155,1.3151075170005515,1.3081352833638029,1.301236588470631,1.2944102749638207,1.2876552096454925,1.2810849521081376,1.2744678956273932,1.2680311890838207,1.2616591730582738,1.2554610053513466,1.2492143854748605,1.2431375955524671,1.2371196403872753,1.2311596696490021,1.2252568493150684,1.2195142735406901,1.2138252756573371,1.2081891093288311,1.2026050420168068,1.1970723546633208,1.1916895661587146,1.1863549697421869,1.1811654011224826,1.1759244042728021,1.1708254929231776,1.1657706093189966,1.1608533419857234,1.1558840158307084,1.1511422136422138,1.146347324575457,1.1416832867969684,1.1370570475131099,1.1324681490860173,1.1280050445337748,1.1235769804506557,1.1191835457886916,1.1149111872857589,1.1106713232440821,1.1065491378643781,1.1024574377936986,1.0983958861002379,1.0944478433771798,1.0905280804694049,1.0867188093249298,1.0829360575104052,1.079260935143288,1.0756106726794439,1.0719850187265918,1.0684634911154249,1.0650442807174221,1.0616468842729971,1.0583493566040525,1.0550722500737248,1.0518153755696018,1.0487322292246815,1.0456671050708752,1.042619845548594,1.0396658191064296,1.0368035934217197,1.0339570840257206,1.0312004611615506,1.0285324133965792,1.025951681124095,1.0233838672768882,1.0209016978170924,1.0185040210661165,1.0161175802328886,1.013885936946511,1.011664074650078,1.0095231376975171,1.0074621612108412,1.0054802220192511,1.0035764375876577,1.0017499650007,1,0.99832577607254969,0.99672656358824374,0.99520166898470097,0.99381944444444459,0.99244105409153971,0.99120376783488029,0.99003804911795223,0.9890117484450589,0.98805578569455976,0.98716975926053652,0.98642128480838176,0.98580974030447066,0.98526678141135982,0.98485995457986386,0.98452118877270223,0.9843857476956942,0.9843857476956942,0.9844534635757034,0.98472442028486917,0.98519895360044074,0.98574183771869406,0.98655728664001108,0.987510350538228,0.98867012089810025,0.99003804911795223,0.99161585365853677,0.99347448802499139,0.99561708640601088]
["R448A",44,1169,{"$error":"#N/A"},{"$error":"#N/A"},{"$error":"#N/A"},{"$error":"#N/A"},{"$error":"#N/A"},{"$error":"#N/A"},{"$error":"#N/A"},{"$error":"#N/A"},{"$error":"#N/A"},{"$error":"#N/A"},{"$error":"#N/A"},{"$error":"#N/A"},{"$error":"#N/A"},{"$error":"#N/A"},{"$error":"#N/A"},{"$error":"#N/A"},{"$error":"#N/A"},{"$error":"#N/A"},{"$error":"#N/A"},{"$error":"#N/A"},{"$error":"#N/A"},{"$error":"#N/A"},{"$error":"#N/A"},{"$error":"#N/A"},{"$error":"#N/A"},{"$error":"#N/A"},{"$error":"#N/A"},{"$error":"#N/A"},{"$error":"#N/A"},{"$error":"#N/A"},{"$error":"#N/A"},{"$error":"#N/A"},{"$error":"#N/A"},{"$error":"#N/A"},{"$error":"#N/A"},{"$error":"#N/A"},{"$error":"#N/A"},{"$error":"#N/A"},{"$error":"#N/A"},{"$error":"#N/A"},{"$error":"#N/A"},{"$error":"#N/A"},{"$error":"#N/A"},{"$error":"#N/A"},{"$error":"#N/A"},{"$error":"#N/A"},{"$error":"#N/A"},{"$error":"#N/A"},{"$error":"#N/A"},{"$error":"#N/A"},{"$error":"#N/A"},{"$error":"#N/A"},{"$error":"#N/A"},{"$error":"#N/A"},{"$error":"#N/A"},1.3585532561230302,1.3509865005192112,1.3435035674051821,1.3362278244631187,1.3290304606240717,1.3219102161463143,1.3148658581403896,1.3078961798574305,1.3011182834803168,1.2942932079225828,1.2876552096454921,1.2810849521081371,1.274694931860693,1.2682559376107765,1.2619929453262788,1.2557915057915059,1.2496507160321342,1.2435696906499827,1.2376545879097118,1.2317954897572736,1.2259916045575261,1.220242155525239,1.2145463803785115,1.2090056602179611,1.2035152636447735,1.1981748158070997,1.1927821303550594,1.1875363040411584,1.1823364177131528,1.177278710102007,1.1721680727332298,1.1672920065252856,1.1623619233268359,1.1575669335921701,1.1528113420331882,1.1480946650621742,1.1435077906512185,1.1389574214086748,1.1344431232659533,1.1300536955148452,1.1256981043026821,1.1214638351226396,1.1172613006479819,1.1130901454460604,1.1090359578425297,1.1050111960466373,1.1011002539047474,1.0972168979529253,1.0934443765281172,1.0896977080636565,1.0859766277128549,1.0823627287853579,1.0788541274029402,1.0753681995792004,1.0719850187265916,1.0686230585424137,1.065282119994045,1.0621196378209887,1.0589758768684328,1.0558506713885201,1.0528213050834991,1.0498862886068518,1.0469675908991147,1.0441412520064204,1.0414059088924468,1.0387602525949047,1.0361280046336521,1.0335837064856277,1.0311261618272212,1.0286802760207019,1.0263931722011048,1.0241162158293977,1.0219223079120252,1.0198104468039622,1.0177796742763674,1.0158290743895513,1.013957772424543,1.0121649338708536,1.0104497634681917,1.0088115043000143,1.0072494369369369,1.0058335676131573,1.0044216732172939,1.0031543530071501,1.0019603724707695,1.0009092180724579,0.99993012856344354,0.99902268760907498,0.99825613839285732,0.99762983617985357,0.99707378248449807,0.99665714882652001,0.99631021999443048,0.99617151607963261,0.99617151607963261,0.99624086320918903,0.99651834830443586,0.99700431935349043,0.99756029555276737,0.99839542346867594,0.9993715083798882,1.0005593232189052,1.0019603724707695,1.0035764375876579,1.0054802220192511,1.0076749753555838]
["R448A",50,1175,{"$error":"#N/A"},{"$error":"#N/A"},{"$error":"#N/A"},{"$error":"#N/A"},{"$error":"#N/A"},{"$error":"#N/A"},{"$error":"#N/A"},{"$error":"#N/A"},{"$error":"#N/A"},{"$error":"#N/A"},{"$error":"#N/A"},{"$error":"#N/A"},{"$error":"#N/A"},{"$error":"#N/A"},{"$error":"#N/A"},{"$error":"#N/A"},{"$error":"#N/A"},{"$error":"#N/A"},{"$error":"#N/A"},{"$error":"#N/A"},{"$error":"#N/A"},{"$error":"#N/A"},{"$error":"#N/A"},{"$error":"#N/A"},{"$error":"#N/A"},{"$error":"#N/A"},{"$error":"#N/A"},{"$error":"#N/A"},{"$error":"#N/A"},{"$error":"#N/A"},{"$error":"#N/A"},{"$error":"#N/A"},{"$error":"#N/A"},{"$error":"#N/A"},{"$error":"#N/A"},{"$error":"#N/A"},{"$error":"#N/A"},{"$error":"#N/A"},{"$error":"#N/A"},{"$error":"#N/A"},{"$error":"#N/A"},{"$error":"#N/A"},{"$error":"#N/A"},{"$error":"#N/A"},{"$error":"#N/A"},{"$error":"#N/A"},{"$error":"#N/A"},{"$error":"#N/A"},{"$error":"#N/A"},{"$error":"#N/A"},{"$error":"#N/A"},{"$error":"#N/A"},{"$error":"#N/A"},{"$error":"#N/A"},{"$error":"#N/A"},1.5099177041569953,1.5005767012687432,1.4913505627344728,1.4823907188730063,1.4735378912685342,1.464790174002047,1.4561457061457064,1.4476026704430511,1.4393040329880322,1.4309569043095689,1.4228474845893815,1.4148294611962433,1.4070396224560024,1.3991982792334769,1.3915791520809024,1.3840425531914895,1.3765871489034245,1.3692116341370073,1.3620443513847909,1.3549517136905893,1.3479325609870965,1.3409857571214394,1.3341101892420995,1.3274278823856789,1.320812182741117,1.3143828067597354,1.3078961798574305,1.3015916325602546,1.2953475742215788,1.2892792792792791,1.2831525150183809,1.2773116744019994,1.2714108031272215,1.2656761298310779,1.2599929565064272,1.2543605925146815,1.2488873374640022,1.2434616387175255,1.2380828791417944,1.232856650585803,1.2276743587543963,1.2226398974797099,1.217646558325534,1.2126938395051265,1.2078831870357869,1.2031105506515343,1.1984758395444268,1.1938766997580716,1.189411569148936,1.1849797135050095,1.1805807622504538,1.1763110307414106,1.1721680727332298,1.1680541952334313,1.1640637709451764,1.1601005188067448,1.1561641622232994,1.1524400064422615,1.1487397656124578,1.1450632101136184,1.1415011565765338,1.1380516898608348,1.1346230080076112,1.1313043478260869,1.1280939618477064,1.1249901737284804,1.1219034179993732,1.1189210320562941,1.1160414879513376,1.1131767268201622,1.1104989524326845,1.1078340300356095,1.1052672227371025,1.102797256684904,1.1004229142637449,1.0981430325352977,1.0959565017613724,1.0938622640067264,1.0918593118181124,1.0899466869763903,1.0881234793187349,1.0864713027634376,1.0848241358399031,1.0833459500378502,1.0819535797988962,1.0807279867089565,1.0795866022933014,1.078528901951918,1.077635542168675,1.0769057114907066,1.076257802511845,1.0757723821694356,1.0753681995792004,1.0752066115702481,1.0752066115702481,1.075287399504095,1.0756106726794441,1.0761768687020608,1.0768246802106849,1.0777978611236634,1.0789354644149578,1.0803200724692383,1.0819535797988962,1.0838382308391399,1.0860590422706231,1.088620112581774]
["R448A",55,1180,{"$error":"#N/A"},{"$error":"#N/A"},{"$error":"#N/A"},{"$error":"#N/A"},{"$error":"#N/A"},{"$error":"#N/A"},{"$error":"#N/A"},{"$error":"#N/A"},{"$error":"#N/A"},{"$error":"#N/A"},{"$error":"#N/A"},{"$error":"#N/A"},{"$error":"#N/A"},{"$error":"#N/A"},{"$error":"#N/A"},{"$error":"#N/A"},{"$error":"#N/A"},{"$error":"#N/A"},{"$error":"#N/A"},{"$error":"#N/A"},{"$error":"#N/A"},{"$error":"#N/A"},{"$error":"#N/A"},{"$error":"#N/A"},{"$error":"#N/A"},{"$error":"#N/A"},{"$error":"#N/A"},{"$error":"#N/A"},{"$error":"#N/A"},{"$error":"#N/A"},{"$error":"#N/A"},{"$error":"#N/A"},{"$error":"#N/A"},{"$error":"#N/A"},{"$error":"#N/A"},{"$error":"#N/A"},{"$error":"#N/A"},{"$error":"#N/A"},{"$error":"#N/A"},{"$error":"#N/A"},{"$error":"#N/A"},{"$error":"#N/A"},{"$error":"#N/A"},{"$error":"#N/A"},{"$error":"#N/A"},{"$error":"#N/A"},{"$error":"#N/A"},{"$error":"#N/A"},{"$error":"#N/A"},{"$error":"#N/A"},{"$error":"#N/A"},{"$error":"#N/A"},{"$error":"#N/A"},{"$error":"#N/A"},{"$error":"#N/A"},1.6730184708908116,1.6615581098339727,1.6502536900369005,1.6392898052691871,1.628470641784252,1.617793352927877,1.6072551662174306,1.5968533809417547,1.5867612817385526,1.576622232014983,1.5667834464637618,1.5570666956805572,1.5476370714826433,1.5381556319862428,1.5289529914529918,1.5198598130841123,1.5108741554054055,1.5019941225860622,1.4933736825628716,1.4848516289686664,1.4764262870112457,1.4680960196963482,1.4598592267673163,1.4518616211829163,1.4439511653718096,1.4362705740666399,1.4285286484328215,1.4210108231555953,1.4135717107862509,1.4063482704402515,1.3990614918369344,1.3921206225680938,1.3851142082849406,1.3783107001829913,1.3715737013609355,1.3649022412970913,1.3584242999525393,1.3520075578649033,1.345651151857076,1.3394795956570573,1.3333643901984533,1.3274278823856789,1.3215440022162714,1.3157120529557782,1.3100512632735266,1.304438975480813,1.2989924661886179,1.2935912501129898,1.2883507382066979,1.2831525150183809,1.2779960707269158,1.272994129158513,1.2681435533894552,1.2633298022598871,1.2586631486367634,1.2540308447248514,1.2494325126593331,1.2450843918566212,1.2407664296861454,1.2364783134612065,1.2323258417290972,1.2283065831259119,1.2243134570964154,1.2204502814258911,1.2167148444142157,1.2131050267017041,1.2095165652467887,1.2060509017360528,1.2027061097571228,1.1993798189741876,1.1962718381676842,1.1931799232949813,1.190202927478377,1.1873392516385963,1.1845873685953154,1.1819458209448299,1.1794132190538982,1.1769882391644051,1.1746696216038743,1.1724561690971658,1.1703467451750083,1.1684356629653823,1.1665308118682756,1.1648217483314345,1.163212224660652,1.1617957460626729,1.1604768083036008,1.1592547590117457,1.1582227258012305,1.1573797007682978,1.1566313747676393,1.1560707650052511,1.1556040051679588,1.1554174067495562,1.1554174067495562,1.1555106984255148,1.1558840158307087,1.1565379020526914,1.1572861070677667,1.1584102315039666,1.1597244732576986,1.1613243528361603,1.163212224660652,1.1653908794788277,1.167958867216192,1.1709212894779906]
["R448A",60,1185,{"$error":"#N/A"},{"$error":"#N/A"},{"$error":"#N/A"},{"$error":"#N/A"},{"$error":"#N/A"},{"$error":"#N/A"},{"$error":"#N/A"},{"$error":"#N/A"},{"$error":"#N/A"},{"$error":"#N/A"},{"$error":"#N/A"},{"$error":"#N/A"},{"$error":"#N/A"},{"$error":"#N/A"},{"$error":"#N/A"},{"$error":"#N/A"},{"$error":"#N/A"},{"$error":"#N/A"},{"$error":"#N/A"},{"$error":"#N/A"},{"$error":"#N/A"},{"$error":"#N/A"},{"$error":"#N/A"},{"$error":"#N/A"},{"$error":"#N/A"},{"$error":"#N/A"},{"$error":"#N/A"},{"$error":"#N/A"},{"$error":"#N/A"},{"$error":"#N/A"},{"$error":"#N/A"},{"$error":"#N/A"},{"$error":"#N/A"},{"$error":"#N/A"},{"$error":"#N/A"},{"$error":"#N/A"},{"$error":"#N/A"},{"$error":"#N/A"},{"$error":"#N/A"},{"$error":"#N/A"},{"$error":"#N/A"},{"$error":"#N/A"},{"$error":"#N/A"},{"$error":"#N/A"},{"$error":"#N/A"},{"$error":"#N/A"},{"$error":"#N/A"},{"$error":"#N/A"},{"$error":"#N/A"},{"$error":"#N/A"},{"$error":"#N/A"},{"$error":"#N/A"},{"$error":"#N/A"},{"$error":"#N/A"},{"$error":"#N/A"},1.8887422462716121,1.8741487689890006,1.8597790773229375,1.845866116342062,1.8321597746767391,1.8186554835430171,1.8053488078718309,1.7922354414527248,1.7795324546132814,1.7667901234567902,1.7544440357974749,1.7422692963233508,1.7304715840386944,1.7186261558784681,1.7071454133365149,1.6958170399336419,1.6846380223660982,1.6736054262659341,1.6629095979549153,1.6523496132086375,1.6419229004130342,1.6316269524569609,1.6214593247224114,1.6115990990991,1.6018580702932623,1.5924112607099143,1.5829001216679577,1.5736749505168244,1.5645566852519959,1.555712577454071,1.5468006917423265,1.5383209717295503,1.5297701763762703,1.5214756538379759,1.5132705932113781,1.5051535549011363,1.4972797656413479,1.4894879267277272,1.4817767653758547,1.4742968991449472,1.4668921689216894,1.4597103223174221,1.452598457166058,1.4455555555555557,1.4387252437920988,1.4319591755053034,1.4253984063745024,1.4188974816577442,1.4125950054288818,1.4063482704402519,1.4001565404559244,1.3941548952752074,1.3883391540551031,1.3825717321997877,1.3769845088040027,1.3714422616195501,1.3659444497470654,1.3607492630978422,1.3555934451075118,1.3504765499669722,1.345524633320798,1.3407344950346636,1.3359783420463034,1.3313796632244861,1.3269355586462686,1.3226432532347507,1.3183786273606639,1.3142620993663332,1.3102911554660324,1.3063441350981293,1.3026579282723472,1.2989924661886183,1.2954648320811084,1.292072950523655,1.2888148414985596,1.2856886173748989,1.2826924800573634,1.2798247182972637,1.2770837051579511,1.2744678956273938,1.2719758243711672,1.2697187472273981,1.2674696661057485,1.2654522946325939,1.2635528871622816,1.2618816682832206,1.2603258476442103,1.2588845883180859,1.2576676333596981,1.2566736916051986,1.2557915057915061,1.2551306788282761,1.2545805207328835,1.2543605925146817,1.2543605925146817,1.2544705469845725,1.2549105576990536,1.2556813196455212,1.2565633506014577,1.2578887228619147,1.2594385285575993,1.2613255772959637,1.2635528871622816,1.2661240378660537,1.2691557289819086,1.2726545131169411]
["R449A",-42,1193,{"$error":"#N/A"},{"$error":"#N/A"},{"$error":"#N/A"},{"$error":"#N/A"},{"$error":"#N/A"},{"$error":"#N/A"},{"$error":"#N/A"},{"$error":"#N/A"},{"$error":"#N/A"},{"$error":"#N/A"},{"$error":"#N/A"},{"$error":"#N/A"},{"$error":"#N/A"},{"$error":"#N/A"},{"$error":"#N/A"},{"$error":"#N/A"},{"$error":"#N/A"},{"$error":"#N/A"},{"$error":"#N/A"},{"$error":"#N/A"},{"$error":"#N/A"},{"$error":"#N/A"},{"$error":"#N/A"},{"$error":"#N/A"},{"$error":"#N/A"},{"$error":"#N/A"},{"$error":"#N/A"},{"$error":"#N/A"},{"$error":"#N/A"},{"$error":"#N/A"},{"$error":"#N/A"},{"$error":"#N/A"},{"$error":"#N/A"},{"$error":"#N/A"},{"$error":"#N/A"},{"$error":"#N/A"},{"$error":"#N/A"},{"$error":"#N/A"},{"$error":"#N/A"},{"$error":"#N/A"},{"$error":"#N/A"},{"$error":"#N/A"},{"$error":"#N/A"},{"$error":"#N/A"},{"$error":"#N/A"},{"$error":"#N/A"},{"$error":"#N/A"},{"$error":"#N/A"},{"$error":"#N/A"},{"$error":"#N/A"},{"$error":"#N/A"},{"$error":"#N/A"},{"$error":"#N/A"},{"$error":"#N/A"},{"$error":"#N/A"},0.61998157167302881,0.61840780778152227,0.61681508643268723,0.61525733693285722,0.61370743571924957,0.61213880344842519,0.61060455468648722,0.60910423312354511,0.60758513931888536,0.60609960108094185,0.60459543879166489,0.60312446645040119,0.60168625447112922,0.60022938702688922,0.59877955758962631,0.59736196837744149,0.59595107549557147,0.59454683160817978,0.59317409008857724,0.59178288729739914,0.59042286478355333,0.58906907908450401,0.58774593402936648,0.5864043824701195,0.58509316770186326,0.58378780366881511,0.58251226450096871,0.58121837851178482,0.57995403053685757,0.57871887287024903,0.57746536433855078,0.5762407732147955,0.57502136491270905,0.57383040935672514,0.57262117036796878,0.57146323707837898,0.5702869596803487,0.56913843799089703,0.56799453310286607,0.56687795875792335,0.5657431133888533,0.56465792838874684,0.56355442109041598,0.56247760837546279,0.56142720915448174,0.56038072575847708,0.5593381363312484,0.55832147937411092,0.55730851147747895,0.55632111500452774,0.5553372111303253,0.55437853107344626,0.55342315525614905,0.55247106662496082,0.551543776103673,0.55064105062156588,0.54974127533750927,0.54886575512740832,0.54801427241700273,0.54716542750929376,0.54631920816579027,0.54551772063933279,0.54471858134155737,0.54392177996766489,0.54314818374014995,0.54239760469847598,0.54166986122824501,0.54096477794793263,0.54026152787336545,0.53958070798487789,0.53892215568862267,0.53826520894442109,0.53765077432365582,0.53703774086883815,0.53646683625042713,0.53589714415746958,0.53534894294157753,0.53484234830992838,0.53433671154137041,0.53385219888166835,0.53340883352208379,0.53298630757044252,0.5325845237646526,0.53220338983050841,0.53184281842818415,0.53152272043334337,0.53122297830745524,0.5309634751240041,0.53072415865384615,0.53050497465740565,0.5303456817925909,0.53020637898686673,0.53010692177827801,0.53002738287257589,0.53000750187546886,0.53002738287257589,0.53006714934163635,0.53018648455967876,0.53032577691037375,0.53052489299391759,0.53078396754441981,0.53110317609471902,0.53148273527420453,0.53192290317723234,0.53244404250508703,0.53304662743322773]
["R449A",-39,1196,{"$error":"#N/A"},{"$error":"#N/A"},{"$error":"#N/A"},{"$error":"#N/A"},{"$error":"#N/A"},{"$error":"#N/A"},{"$error":"#N/A"},{"$error":"#N/A"},{"$error":"#N/A"},{"$error":"#N/A"},{"$error":"#N/A"},{"$error":"#N/A"},{"$error":"#N/A"},{"$error":"#N/A"},{"$error":"#N/A"},{"$error":"#N/A"},{"$error":"#N/A"},{"$error":"#N/A"},{"$error":"#N/A"},{"$error":"#N/A"},{"$error":"#N/A"},{"$error":"#N/A"},{"$error":"#N/A"},{"$error":"#N/A"},{"$error":"#N/A"},{"$error":"#N/A"},{"$error":"#N/A"},{"$error":"#N/A"},{"$error":"#N/A"},{"$error":"#N/A"},{"$error":"#N/A"},{"$error":"#N/A"},{"$error":"#N/A"},{"$error":"#N/A"},{"$error":"#N/A"},{"$error":"#N/A"},{"$error":"#N/A"},{"$error":"#N/A"},{"$error":"#N/A"},{"$error":"#N/A"},{"$error":"#N/A"},{"$error":"#N/A"},{"$error":"#N/A"},{"$error":"#N/A"},{"$error":"#N/A"},{"$error":"#N/A"},{"$error":"#N/A"},{"$error":"#N/A"},{"$error":"#N/A"},{"$error":"#N/A"},{"$error":"#N/A"},{"$error":"#N/A"},{"$error":"#N/A"},{"$error":"#N/A"},{"$error":"#N/A"},0.63074725470940096,0.62911843276936774,0.6274701363293218,0.62585817424812862,0.62425447316103377,0.6226315325636731,0.62104430379746833,0.61949230566881497,0.61792102155945239,0.61638457511778044,0.6148289966060394,0.61330786926515901,0.61182074042000434,0.61031444367657217,0.60881554569348095,0.60735009671179885,0.60589168560524842,0.60444026179578214,0.60302150904745644,0.60158378746593999,0.60017839697574638,0.59877955758962609,0.5974124809741248,0.5960264900662251,0.59467194141660695,0.59332353558681505,0.59200603318250367,0.59066967644845747,0.58936392075078203,0.58808840054938194,0.58679401993355473,0.58552958727001492,0.58427059212702614,0.58304105632349912,0.58179272862024944,0.58059744422073378,0.5793833032639002,0.57819788853424992,0.57701731460307082,0.57586502017361529,0.57469394395412199,0.57357418307286379,0.57243558580456977,0.57132459970887917,0.57024092981960517,0.56916136308708609,0.56808587625135676,0.56703720052971618,0.56599238934508311,0.56497401039584172,0.56395928956296137,0.56297063628032984,0.56198544326452682,0.56100369238099013,0.56004756242568365,0.55911680911680917,0.55818914434700162,0.55728653125616245,0.55640874187832245,0.55553371338706503,0.55466143277723257,0.55383529965115819,0.55301162381120106,0.55219039431005501,0.55139311636619059,0.55061959317278464,0.54986963458769511,0.54914305701294153,0.54841839705026196,0.54771687727730822,0.54703832752613235,0.54636145696388516,0.5457284103197898,0.54509682894838363,0.54450867052023111,0.54392177996766489,0.5433570467217842,0.54283519016519388,0.54231433506044902,0.54181525365236383,0.54135856863721687,0.54092335962024352,0.54050952490245574,0.54011696800581011,0.53974559761640994,0.53941591906852449,0.53910721098817249,0.53883994966250992,0.53859348198970836,0.53836775127638492,0.53820370229298387,0.53806024142264186,0.53795781618822813,0.53787590407308716,0.53785542994176083,0.53787590407308716,0.53791685701233427,0.53803975325565445,0.5381832031993905,0.53838826443132026,0.53865507776761201,0.53898382667073541,0.53937473756537002,0.53982808022922635,0.5403648323071627,0.54098548949040925]
["R449A",-34,1201,{"$error":"#N/A"},{"$error":"#N/A"},{"$error":"#N/A"},{"$error":"#N/A"},{"$error":"#N/A"},{"$error":"#N/A"},{"$error":"#N/A"},{"$error":"#N/A"},{"$error":"#N/A"},{"$error":"#N/A"},{"$error":"#N/A"},{"$error":"#N/A"},{"$error":"#N/A"},{"$error":"#N/A"},{"$error":"#N/A"},{"$error":"#N/A"},{"$error":"#N/A"},{"$error":"#N/A"},{"$error":"#N/A"},{"$error":"#N/A"},{"$error":"#N/A"},{"$error":"#N/A"},{"$error":"#N/A"},{"$error":"#N/A"},{"$error":"#N/A"},{"$error":"#N/A"},{"$error":"#N/A"},{"$error":"#N/A"},{"$error":"#N/A"},{"$error":"#N/A"},{"$error":"#N/A"},{"$error":"#N/A"},{"$error":"#N/A"},{"$error":"#N/A"},{"$error":"#N/A"},{"$error":"#N/A"},{"$error":"#N/A"},{"$error":"#N/A"},{"$error":"#N/A"},{"$error":"#N/A"},{"$error":"#N/A"},{"$error":"#N/A"},{"$error":"#N/A"},{"$error":"#N/A"},{"$error":"#N/A"},{"$error":"#N/A"},{"$error":"#N/A"},{"$error":"#N/A"},{"$error":"#N/A"},{"$error":"#N/A"},{"$error":"#N/A"},{"$error":"#N/A"},{"$error":"#N/A"},{"$error":"#N/A"},{"$error":"#N/A"},0.64968504299048224,0.64795707800247626,0.6462087258757887,0.64449917898193754,0.64279865344372666,0.64107799101674134,0.63939544775781698,0.63775049647950888,0.63608535158008439,0.63445736608145098,0.63280935106811753,0.63119807022246033,0.62962302825060146,0.62802791235166,0.62644085830821061,0.62488943923580387,0.62334568554790881,0.62180954057384252,0.62030817858553922,0.61878694985767446,0.61730013106159876,0.61582044018304627,0.61437453802339226,0.61290882276394543,0.6114765449195082,0.61005094551420425,0.60865819513245734,0.60724569169281006,0.60586570620015423,0.60451784033541534,0.60315021129465984,0.60181438732484338,0.60048446729845728,0.59918581969298612,0.59786747905559767,0.59660530315825011,0.59532336212344628,0.59407189405087224,0.59282567652611695,0.5916094456539942,0.5903735271997993,0.58919189392044025,0.58799051225500387,0.58681838946800102,0.58567520517284244,0.58453646630538192,0.58340214698596182,0.58229621692903644,0.58119447186574524,0.5801207045202611,0.57905089746742056,0.57800867217540686,0.57697019191506727,0.57593543653705048,0.57492777800382455,0.57394695154149233,0.57296946595839571,0.57201846004372103,0.57109368684827411,0.57017189895892173,0.56925308194343716,0.56838294448913906,0.5675154630894047,0.56665062560153989,0.56581107596203895,0.56499660122355932,0.56420699568758981,0.56344206077039627,0.56267919719655934,0.56194074368661739,0.56122651626484477,0.56051410210639041,0.55984785451087582,0.55918318888756968,0.558564256631221,0.55794669299111543,0.55735247712212044,0.55680340465776079,0.55625541295960934,0.55573035475497501,0.55524992140836205,0.55479210020024339,0.55435678135666355,0.55394386074956858,0.55355323983389471,0.55320648343904144,0.55288179363775081,0.55260070394994121,0.5523414901102337,0.55210409096237245,0.55193156517323527,0.55178069353327075,0.55167297856557207,0.55158683686614352,0.55156530564446871,0.55158683686614352,0.55162990435291803,0.55175914717482122,0.55191000703070059,0.55212566427008425,0.55240627076899007,0.55275202441028037,0.55316316943313493,0.55363999686544929,0.55420458111076232,0.55485745700149203]
["R449A",-32,1203,{"$error":"#N/A"},{"$error":"#N/A"},{"$error":"#N/A"},{"$error":"#N/A"},{"$error":"#N/A"},{"$error":"#N/A"},{"$error":"#N/A"},{"$error":"#N/A"},{"$error":"#N/A"},{"$error":"#N/A"},{"$error":"#N/A"},{"$error":"#N/A"},{"$error":"#N/A"},{"$error":"#N/A"},{"$error":"#N/A"},{"$error":"#N/A"},{"$error":"#N/A"},{"$error":"#N/A"},{"$error":"#N/A"},{"$error":"#N/A"},{"$error":"#N/A"},{"$error":"#N/A"},{"$error":"#N/A"},{"$error":"#N/A"},{"$error":"#N/A"},{"$error":"#N/A"},{"$error":"#N/A"},{"$error":"#N/A"},{"$error":"#N/A"},{"$error":"#N/A"},{"$error":"#N/A"},{"$error":"#N/A"},{"$error":"#N/A"},{"$error":"#N/A"},{"$error":"#N/A"},{"$error":"#N/A"},{"$error":"#N/A"},{"$error":"#N/A"},{"$error":"#N/A"},{"$error":"#N/A"},{"$error":"#N/A"},{"$error":"#N/A"},{"$error":"#N/A"},{"$error":"#N/A"},{"$error":"#N/A"},{"$error":"#N/A"},{"$error":"#N/A"},{"$error":"#N/A"},{"$error":"#N/A"},{"$error":"#N/A"},{"$error":"#N/A"},{"$error":"#N/A"},{"$error":"#N/A"},{"$error":"#N/A"},{"$error":"#N/A"},0.65760692511751284,0.65583662102576001,0.65404554712090335,0.65229434031945333,0.65055248618784522,0.64879011892189709,0.64706690479461459,0.64538229651959433,0.6436771137026237,0.64201008678267968,0.64032265373634822,0.6386729343699149,0.63706041478809727,0.63542744075189994,0.63380281690140838,0.63221476510067109,0.63063465143265185,0.62906241652568773,0.62752586934316279,0.62596907810215729,0.62444758706027914,0.62293347440814684,0.62145401768043274,0.61995436995436981,0.6184890133940294,0.61703056768558939,0.61560580316298508,0.61416090754987607,0.61274934952298343,0.61137071651090336,0.60997194042736869,0.60860576301847769,0.60724569169281006,0.60591766723842189,0.60456957042615078,0.60327896849116203,0.60196821880458384,0.60068868766738925,0.59941458448224649,0.59817119634239257,0.59690773910104755,0.59569983136593585,0.59447179098826197,0.59327371205441481,0.59210526315789458,0.59094140772029602,0.58978211870773833,0.58865189135144136,0.5875259875259875,0.58642871965137988,0.58533554266777121,0.58427059212702603,0.58320950965824647,0.5821522742254448,0.58112276372609484,0.5801207045202611,0.57912209516783464,0.57815057283142379,0.57720588235294112,0.57626427406199021,0.57532573289902267,0.57443694609317819,0.5735509011203116,0.57266758531247453,0.5718101250455262,0.57097830040004838,0.57017189895892173,0.56939071566731125,0.5686116700201207,0.56785757344371646,0.56712823600240803,0.56640076963161889,0.56572046282579957,0.5650417882992762,0.5644098262432593,0.56377927622391566,0.56317257871662008,0.56261198486959973,0.56205250596658696,0.56151645207439183,0.56102596680695616,0.56055857499900819,0.56011416339636089,0.55969262457418978,0.5592938568714374,0.55893987341772144,0.55860842063648941,0.55832147937411081,0.55805687203791465,0.55781453554932681,0.5576384229843323,0.55748441568689322,0.5573744625458561,0.55728653125616245,0.55726455276857545,0.55728653125616245,0.55733049343272967,0.55746242158835357,0.55761641673243867,0.55783655744176852,0.55812300035549223,0.55847594956721069,0.55889565698916222,0.55938242280285022,0.55995878576523728,0.5606252975718139]
["R449A",-27,1208,{"$error":"#N/A"},{"$error":"#N/A"},{"$error":"#N/A"},{"$error":"#N/A"},{"$error":"#N/A"},{"$error":"#N/A"},{"$error":"#N/A"},{"$error":"#N/A"},{"$error":"#N/A"},{"$error":"#N/A"},{"$error":"#N/A"},{"$error":"#N/A"},{"$error":"#N/A"},{"$error":"#N/A"},{"$error":"#N/A"},{"$error":"#N/A"},{"$error":"#N/A"},{"$error":"#N/A"},{"$error":"#N/A"},{"$error":"#N/A"},{"$error":"#N/A"},{"$error":"#N/A"},{"$error":"#N/A"},{"$error":"#N/A"},{"$error":"#N/A"},{"$error":"#N/A"},{"$error":"#N/A"},{"$error":"#N/A"},{"$error":"#N/A"},{"$error":"#N/A"},{"$error":"#N/A"},{"$error":"#N/A"},{"$error":"#N/A"},{"$error":"#N/A"},{"$error":"#N/A"},{"$error":"#N/A"},{"$error":"#N/A"},{"$error":"#N/A"},{"$error":"#N/A"},{"$error":"#N/A"},{"$error":"#N/A"},{"$error":"#N/A"},{"$error":"#N/A"},{"$error":"#N/A"},{"$error":"#N/A"},{"$error":"#N/A"},{"$error":"#N/A"},{"$error":"#N/A"},{"$error":"#N/A"},{"$error":"#N/A"},{"$error":"#N/A"},{"$error":"#N/A"},{"$error":"#N/A"},{"$error":"#N/A"},{"$error":"#N/A"},0.67851140456182468,0.67662692141933622,0.67472065705281237,0.67285714285714282,0.6710038940070282,0.66912913766159954,0.66729634002361271,0.66550489826676706,0.66369187411930464,0.66191970768726272,0.66012613875262782,0.65837293821638232,0.65665954084952127,0.65492468134414827,0.6531989644970414,0.65151235706381405,0.64983443708609268,0.64816513761467887,0.64653397391901157,0.64488156633654314,0.64326686697623581,0.6416602334135596,0.64009060022650044,0.63849977406235869,0.63694554633970413,0.6353988668045687,0.63388811628011288,0.63235623181919887,0.63085989820519672,0.62939866369710462,0.62791627782962256,0.62646863223232085,0.62502764630424201,0.62362079618677724,0.62219286657859962,0.62082601054481534,0.61943799044320713,0.61808319846025972,0.61673431975906756,0.61541811846689887,0.61408083441981731,0.6128024980483997,0.61150300774657029,0.61023537033038211,0.60899922420480979,0.60776807604628147,0.60654189560439542,0.60534658555393694,0.60415597742432015,0.60299577518883618,0.60184002044467144,0.60071422498086879,0.59959263345497738,0.59847522236340522,0.59738722360799879,0.59632833931209106,0.5952732021738214,0.59424678274034803,0.5932488034259803,0.59225417050884399,0.59126286718553844,0.59032419786096246,0.58938850421289724,0.58845577211394295,0.58755041789679396,0.58667220261573583,0.58582089552238803,0.58499627390908326,0.58417397056391596,0.58337806036084372,0.58260833711293436,0.5818406423718343,0.58112276372609484,0.58040665434380767,0.57973987609239719,0.57907462808901267,0.57843458326510544,0.57784320942215661,0.5772530435493094,0.57668761733736007,0.57617028217256561,0.57567732735791399,0.57520863016486856,0.57476407419459796,0.57434354930493436,0.57397026565927367,0.57362075264888557,0.57331818550677582,0.57303917592667686,0.57278365560014588,0.57259796571706434,0.57243558580456966,0.57231965652719829,0.57222694690803055,0.57220377419616097,0.57222694690803055,0.57227329796282034,0.57241239619201933,0.57257476294675402,0.57280687530403751,0.57310890285946048,0.57348106660172893,0.57392363931762791,0.57443694609317819,0.57504476640078128,0.57574769782413815]
["R449A",-22,1213,{"$error":"#N/A"},{"$error":"#N/A"},{"$error":"#N/A"},{"$error":"#N/A"},{"$error":"#N/A"},{"$error":"#N/A"},{"$error":"#N/A"},{"$error":"#N/A"},{"$error":"#N/A"},{"$error":"#N/A"},{"$error":"#N/A"},{"$error":"#N/A"},{"$error":"#N/A"},{"$error":"#N/A"},{"$error":"#N/A"},{"$error":"#N/A"},{"$error":"#N/A"},{"$error":"#N/A"},{"$error":"#N/A"},{"$error":"#N/A"},{"$error":"#N/A"},{"$error":"#N/A"},{"$error":"#N/A"},{"$error":"#N/A"},{"$error":"#N/A"},{"$error":"#N/A"},{"$error":"#N/A"},{"$error":"#N/A"},{"$error":"#N/A"},{"$error":"#N/A"},{"$error":"#N/A"},{"$error":"#N/A"},{"$error":"#N/A"},{"$error":"#N/A"},{"$error":"#N/A"},{"$error":"#N/A"},{"$error":"#N/A"},{"$error":"#N/A"},{"$error":"#N/A"},{"$error":"#N/A"},{"$error":"#N/A"},{"$error":"#N/A"},{"$error":"#N/A"},{"$error":"#N/A"},{"$error":"#N/A"},{"$error":"#N/A"},{"$error":"#N/A"},{"$error":"#N/A"},{"$error":"#N/A"},{"$error":"#N/A"},{"$error":"#N/A"},{"$error":"#N/A"},{"$error":"#N/A"},{"$error":"#N/A"},{"$error":"#N/A"},0.70099717219824376,0.6989859015582488,0.69695176087599875,0.69496360417076519,0.69298675821481115,0.69098733434397763,0.689033013117472,0.68712312779614859,0.68519057317427967,0.68330190047874639,0.68139075083184641,0.6795229393094161,0.67769784172661862,0.67585019371502364,0.67401259301659988,0.67221693625118928,0.67043082178781543,0.66865417376490621,0.66691839335441538,0.6651602880949018,0.66344257676777152,0.66173371423219207,0.66006446489466053,0.65837293821638232,0.65672058003346334,0.65507649513212796,0.65347084123387122,0.65184296720025836,0.65025310630464783,0.64870076209714433,0.64712617357453617,0.64558870562434312,0.64405852591275803,0.64256480218281031,0.64104890663279179,0.63959804454101021,0.63812491532312687,0.6366872437254989,0.63525603560670763,0.63385968060290676,0.6324411422433085,0.63108530594015189,0.62970720620348497,0.62836305420909855,0.62705245406940602,0.62574730968513348,0.62444758706027914,0.62318073564435028,0.621919014084507,0.62068965517241381,0.61946514686540977,0.61827251247046455,0.61708446152502394,0.61590096765757119,0.61474874918425049,0.6136274807834281,0.61251029520135236,0.61142362613587176,0.61036717062634982,0.60931435963777492,0.60826517434352123,0.6072717895822588,0.60628164421179087,0.60529472241261129,0.60433685471109011,0.60340778067216116,0.60250724884871221,0.60163501660563734,0.60076530612244894,0.59992357661444384,0.5991096035615856,0.59829783630435696,0.5975387998477607,0.59678168686911348,0.59607677705125495,0.59537353052711406,0.59469696969696961,0.59407189405087224,0.59344813103737915,0.59285054963497508,0.59230382293762562,0.59178288729739914,0.5912876093233459,0.59081786251881574,0.5903735271997993,0.58997912317327761,0.58960984769455449,0.58929018266744504,0.58899541475614836,0.58872546977209284,0.58852930151193283,0.58835776149233832,0.58823529411764708,0.58813735691987501,0.58811287771580778,0.58813735691987501,0.58818632144195138,0.58833326393804375,0.58850478967097031,0.58874999999999988,0.58906907908450401,0.58946226690584458,0.5899298597194389,0.59047221061429156,0.59111445783132521,0.59185725056546856]
["R449A",-18,1217,{"$error":"#N/A"},{"$error":"#N/A"},{"$error":"#N/A"},{"$error":"#N/A"},{"$error":"#N/A"},{"$error":"#N/A"},{"$error":"#N/A"},{"$error":"#N/A"},{"$error":"#N/A"},{"$error":"#N/A"},{"$error":"#N/A"},{"$error":"#N/A"},{"$error":"#N/A"},{"$error":"#N/A"},{"$error":"#N/A"},{"$error":"#N/A"},{"$error":"#N/A"},{"$error":"#N/A"},{"$error":"#N/A"},{"$error":"#N/A"},{"$error":"#N/A"},{"$error":"#N/A"},{"$error":"#N/A"},{"$error":"#N/A"},{"$error":"#N/A"},{"$error":"#N/A"},{"$error":"#N/A"},{"$error":"#N/A"},{"$error":"#N/A"},{"$error":"#N/A"},{"$error":"#N/A"},{"$error":"#N/A"},{"$error":"#N/A"},{"$error":"#N/A"},{"$error":"#N/A"},{"$error":"#N/A"},{"$error":"#N/A"},{"$error":"#N/A"},{"$error":"#N/A"},{"$error":"#N/A"},{"$error":"#N/A"},{"$error":"#N/A"},{"$error":"#N/A"},{"$error":"#N/A"},{"$error":"#N/A"},{"$error":"#N/A"},{"$error":"#N/A"},{"$error":"#N/A"},{"$error":"#N/A"},{"$error":"#N/A"},{"$error":"#N/A"},{"$error":"#N/A"},{"$error":"#N/A"},{"$error":"#N/A"},{"$error":"#N/A"},0.72025690692221433,0.71813376702581833,0.71598682543704073,0.71388874854746631,0.71180293184222465,0.70969362129583113,0.70763221153846156,0.70561797752808986,0.70358014240900246,0.70158887785501478,0.69957421526883845,0.6976055294988891,0.69568214268130568,0.6937352710133543,0.69179926560587512,0.68990771934964112,0.68802648877635486,0.68615548972951967,0.68432777993025951,0.68247681607418853,0.68066862565634179,0.67886999135197446,0.67711328349626221,0.67533336519619558,0.67359488964103531,0.67186534163853362,0.67017643710870789,0.66846437695146188,0.6667925062526544,0.6651602880949018,0.66350488354620574,0.66188870151770651,0.66028037383177574,0.65871054962472619,0.65711761149607029,0.65559318888321805,0.65404554712090346,0.65253532834580208,0.65103206782159961,0.64956557716177066,0.64807595285052511,0.64665232712461673,0.64520547945205475,0.6437944231820667,0.64241873152989304,0.6410489066327919,0.63968491104169489,0.63835554551615081,0.6370316937919841,0.63574192387294159,0.63445736608145109,0.63320636343266856,0.63196028444921504,0.63071910012051946,0.62951082598235752,0.62833511205976522,0.62716378162450059,0.62602454476983727,0.62491707575958599,0.62381351816696839,0.62271385130668544,0.62167275287078172,0.62063512979312163,0.61960096470072346,0.6185973207249803,0.61762391817466555,0.61668048705974776,0.61576676689763366,0.6148557504025064,0.61397410272008335,0.61312158292111418,0.61227142733339102,0.61147654491950831,0.61068372374448965,0.60994560994560987,0.60920927826161941,0.60850092588605131,0.60784651122773803,0.60719350264277416,0.60656793303283951,0.60599562550928499,0.60545033850372787,0.60493192910351901,0.60444026179578203,0.60397520837785845,0.60356242791849979,0.60317595833689064,0.60284141814923831,0.6025329410259691,0.60225044753217971,0.60204516403919883,0.60186565574817896,0.6017375010646453,0.60163501660563734,0.60160940094520376,0.60163501660563734,0.60168625447112922,0.60184002044467155,0.60201951344212001,0.60227611781253998,0.60261003070624353,0.60302150904745644,0.60351087002947079,0.60407849172758743,0.60475069548469929,0.60552817655881719]
["R449A",-11,1224,{"$error":"#N/A"},{"$error":"#N/A"},{"$error":"#N/A"},{"$error":"#N/A"},{"$error":"#N/A"},{"$error":"#N/A"},{"$error":"#N/A"},{"$error":"#N/A"},{"$error":"#N/A"},{"$error":"#N/A"},{"$error":"#N/A"},{"$error":"#N/A"},{"$error":"#N/A"},{"$error":"#N/A"},{"$error":"#N/A"},{"$error":"#N/A"},{"$error":"#N/A"},{"$error":"#N/A"},{"$error":"#N/A"},{"$error":"#N/A"},{"$error":"#N/A"},{"$error":"#N/A"},{"$error":"#N/A"},{"$error":"#N/A"},{"$error":"#N/A"},{"$error":"#N/A"},{"$error":"#N/A"},{"$error":"#N/A"},{"$error":"#N/A"},{"$error":"#N/A"},{"$error":"#N/A"},{"$error":"#N/A"},{"$error":"#N/A"},{"$error":"#N/A"},{"$error":"#N/A"},{"$error":"#N/A"},{"$error":"#N/A"},{"$error":"#N/A"},{"$error":"#N/A"},{"$error":"#N/A"},{"$error":"#N/A"},{"$error":"#N/A"},{"$error":"#N/A"},{"$error":"#N/A"},{"$error":"#N/A"},{"$error":"#N/A"},{"$error":"#N/A"},{"$error":"#N/A"},{"$error":"#N/A"},{"$error":"#N/A"},{"$error":"#N/A"},{"$error":"#N/A"},{"$error":"#N/A"},{"$error":"#N/A"},{"$error":"#N/A"},0.75719414822356779,0.75484801538543733,0.7524763020555969,0.75015926948396683,0.74785646236900605,0.74552841238853995,0.74325390563358051,0.74103209565764627,0.73878490013594045,0.73658968878694664,0.73436931552414109,0.73220022800290185,0.73008163687093097,0.72793776724537629,0.72580645161290325,0.72372464658881375,0.72165474974463739,0.71959665919739246,0.7175867147427758,0.71555172937661404,0.71356428643571346,0.71158785315002249,0.70965797800210939,0.70770309526194519,0.7057942057942056,0.70389558633057681,0.70204203308987911,0.70016352014270844,0.69832954433132344,0.69653948535936105,0.69472442106298227,0.6929527732823304,0.6911901384336937,0.68947008880647997,0.68772510464323944,0.68605554476597386,0.68436092410519678,0.68270763878823015,0.68106232226345975,0.67945758799769174,0.67782788064856558,0.67627069972240839,0.67468844005156858,0.67314563384307557,0.67164179104477595,0.67014465259663258,0.6686541737649061,0.6672018132023797,0.66575574820957406,0.66434717194038273,0.66294454349253995,0.66157879951306287,0.66021867115222865,0.65886412384593851,0.65754572106659204,0.65626306256095857,0.65498539841468495,0.6537429443878966,0.65253532834580208,0.65133216557573526,0.65013343148983149,0.6489987139445158,0.64786795048143042,0.6467411204686927,0.64564770390678539,0.64458738196250165,0.64355984696666058,0.64256480218281031,0.64157282964039231,0.64061295733780643,0.63968491104169489,0.63875954974910709,0.63789445171775527,0.6370316937919841,0.6362285559908144,0.63542744075189994,0.63465684513115328,0.63394499528915593,0.63323474052164552,0.63255439161966143,0.63193202146690508,0.63133908225727176,0.6307754118119725,0.63024085637823357,0.62973527052321943,0.62928654137347462,0.62886643820374744,0.62850280224179333,0.6281675113363564,0.62786047544989998,0.62763736507795487,0.62744227353463577,0.62730299667036626,0.627191619690177,0.62716378162450059,0.627191619690177,0.62724730323611655,0.62741441321433322,0.62760948743004341,0.62788837539992881,0.62825130052020806,0.62869855394883201,0.62923049519059493,0.62984755282160998,0.63057836486968932,0.63142371972472955]
["R449A",-10,1225,{"$error":"#N/A"},{"$error":"#N/A"},{"$error":"#N/A"},{"$error":"#N/A"},{"$error":"#N/A"},{"$error":"#N/A"},{"$error":"#N/A"},{"$error":"#N/A"},{"$error":"#N/A"},{"$error":"#N/A"},{"$error":"#N/A"},{"$error":"#N/A"},{"$error":"#N/A"},{"$error":"#N/A"},{"$error":"#N/A"},{"$error":"#N/A"},{"$error":"#N/A"},{"$error":"#N/A"},{"$error":"#N/A"},{"$error":"#N/A"},{"$error":"#N/A"},{"$error":"#N/A"},{"$error":"#N/A"},{"$error":"#N/A"},{"$error":"#N/A"},{"$error":"#N/A"},{"$error":"#N/A"},{"$error":"#N/A"},{"$error":"#N/A"},{"$error":"#N/A"},{"$error":"#N/A"},{"$error":"#N/A"},{"$error":"#N/A"},{"$error":"#N/A"},{"$error":"#N/A"},{"$error":"#N/A"},{"$error":"#N/A"},{"$error":"#N/A"},{"$error":"#N/A"},{"$error":"#N/A"},{"$error":"#N/A"},{"$error":"#N/A"},{"$error":"#N/A"},{"$error":"#N/A"},{"$error":"#N/A"},{"$error":"#N/A"},{"$error":"#N/A"},{"$error":"#N/A"},{"$error":"#N/A"},{"$error":"#N/A"},{"$error":"#N/A"},{"$error":"#N/A"},{"$error":"#N/A"},{"$error":"#N/A"},{"$error":"#N/A"},0.7628353938346919,0.76045422743662883,0.7580472103004291,0.75569579634185469,0.75335892514395397,0.75099654530959326,0.74868860276585592,0.74643423137876386,0.74415420265430776,0.74192701496455749,0.73967439669161905,0.73747390396659696,0.73532472939217308,0.73315000259430285,0.73098810139679249,0.72887650882079846,0.72677708054726875,0.72468971176530916,0.72265125556180632,0.72058748533836492,0.71857200976403568,0.71656777727065246,0.71461083295402816,0.71262860601170053,0.71069308922643581,0.7087680577849117,0.70688878883385853,0.70498428378985178,0.70312499999999989,0.70131030375223347,0.69947032325132408,0.69767441860465107,0.6958877123861118,0.69414423265867553,0.69237553900431192,0.69068335125623215,0.68896581988395333,0.68729023785203547,0.68562278616138572,0.68399651466744105,0.68234498744446581,0.68076700713046834,0.67916366258111027,0.67760034527406121,0.67607655502392328,0.67455960280708449,0.67304944269791356,0.67157794676806071,0.67011287109930762,0.66868581704604613,0.66726482810729115,0.66588124410933069,0.66450338600451453,0.66313121832175692,0.66179570043557667,0.66049642406394615,0.65920223932820143,0.65794375116408998,0.65672058003346345,0.65550194841343479,0.65428783107982946,0.653138578164001,0.65199335548172754,0.65085214187010587,0.64974479238515648,0.64867098195840778,0.64763039691997437,0.6466227347611202,0.64561820341770992,0.6446461973630182,0.64370643706437047,0.64276941272801702,0.64189342661154758,0.64101982488771947,0.64020660595351353,0.63939544775781709,0.63861520383259496,0.63789445171775527,0.63717532467532456,0.63648648648648631,0.63585635856358558,0.63525603560670774,0.63468535237838553,0.6341441522304998,0.63363228699551555,0.63317798888689725,0.63275267565268012,0.63238453276047246,0.63204508856682773,0.63173425135243877,0.63150837988826802,0.63131087481011516,0.63116987537410107,0.63105712116475365,0.63102893890675238,0.63105712116475365,0.63111349323328414,0.63128266988339354,0.63148015731140494,0.63176249664669581,0.6321299154475909,0.63258271030129376,0.63312124742360421,0.63374596340150691,0.63448585541086655,0.63534172661870492]
["R449A",-4,1231,{"$error":"#N/A"},{"$error":"#N/A"},{"$error":"#N/A"},{"$error":"#N/A"},{"$error":"#N/A"},{"$error":"#N/A"},{"$error":"#N/A"},{"$error":"#N/A"},{"$error":"#N/A"},{"$error":"#N/A"},{"$error":"#N/A"},{"$error":"#N/A"},{"$error":"#N/A"},{"$error":"#N/A"},{"$error":"#N/A"},{"$error":"#N/A"},{"$error":"#N/A"},{"$error":"#N/A"},{"$error":"#N/A"},{"$error":"#N/A"},{"$error":"#N/A"},{"$error":"#N/A"},{"$error":"#N/A"},{"$error":"#N/A"},{"$error":"#N/A"},{"$error":"#N/A"},{"$error":"#N/A"},{"$error":"#N/A"},{"$error":"#N/A"},{"$error":"#N/A"},{"$error":"#N/A"},{"$error":"#N/A"},{"$error":"#N/A"},{"$error":"#N/A"},{"$error":"#N/A"},{"$error":"#N/A"},{"$error":"#N/A"},{"$error":"#N/A"},{"$error":"#N/A"},{"$error":"#N/A"},{"$error":"#N/A"},{"$error":"#N/A"},{"$error":"#N/A"},{"$error":"#N/A"},{"$error":"#N/A"},{"$error":"#N/A"},{"$error":"#N/A"},{"$error":"#N/A"},{"$error":"#N/A"},{"$error":"#N/A"},{"$error":"#N/A"},{"$error":"#N/A"},{"$error":"#N/A"},{"$error":"#N/A"},{"$error":"#N/A"},0.79884667571234724,0.79623577144145163,0.79359730412805374,0.79102054526115428,0.78846046537581604,0.78587319243603992,0.78334626898769255,0.78087869577231273,0.77838373822508655,0.77594728171334415,0.77348368732209316,0.77107776261937233,0.76872857842337183,0.76635209892613076,0.76399026763990263,0.76168400625303212,0.75939162680711558,0.75711300434013817,0.7548883427716635,0.75263662511984641,0.75043815391151925,0.74825248887947449,0.74611891435209621,0.74395830042647282,0.7418491100960779,0.73975184545311756,0.73770491803278671,0.735630987088713,0.73360677015731257,0.73163154351990878,0.72962924713415245,0.72767535276547524,0.72573189522342063,0.72383586906408481,0.7219128391151074,0.72007338327472847,0.71820677035681602,0.7163861285743256,0.71457469404268215,0.71280835393230069,0.71101494490011563,0.70930174188042772,0.70756134201301946,0.70586472175042447,0.70421131323199582,0.70256563245823378,0.70092762537824282,0.69933184855233843,0.69774332131746575,0.69619629483642098,0.69465611326876731,0.69315673289183211,0.6916638112487149,0.69017730669662469,0.68873074673425605,0.68732366961766711,0.68592233009708725,0.68455985659609497,0.68323582031816632,0.68191689590270743,0.68060305380280317,0.67935958459541312,0.67812065076546513,0.67688622754491012,0.67568859984697771,0.67452740118388377,0.6734022780345994,0.67231288956558966,0.67122702009405721,0.67017643710870789,0.66916082591399872,0.66814828825420824,0.6672018132023797,0.66625801584307809,0.66537954417027678,0.66450338600451464,0.66366070170494562,0.66288234190279582,0.66210580572606703,0.66136204072080484,0.66068172254173085,0.66003363228699552,0.65941758446891896,0.65883340327318485,0.65828092243186564,0.65779060565150593,0.65733159657610718,0.65693430656934293,0.65656800334556942,0.65623258406093254,0.65598885793871853,0.65577574604353261,0.65562360801781738,0.65550194841343468,0.65547154056686918,0.65550194841343468,0.65556277257121631,0.65574531279004999,0.65595840490227919,0.65626306256095857,0.65665954084952127,0.65714817226304523,0.65772936740678678,0.65840361586132978,0.65920223932820143,0.66012613875262782]
["R449A",1,1236,{"$error":"#N/A"},{"$error":"#N/A"},{"$error":"#N/A"},{"$error":"#N/A"},{"$error":"#N/A"},{"$error":"#N/A"},{"$error":"#N/A"},{"$error":"#N/A"},{"$error":"#N/A"},{"$error":"#N/A"},{"$error":"#N/A"},{"$error":"#N/A"},{"$error":"#N/A"},{"$error":"#N/A"},{"$error":"#N/A"},{"$error":"#N/A"},{"$error":"#N/A"},{"$error":"#N/A"},{"$error":"#N/A"},{"$error":"#N/A"},{"$error":"#N/A"},{"$error":"#N/A"},{"$error":"#N/A"},{"$error":"#N/A"},{"$error":"#N/A"},{"$error":"#N/A"},{"$error":"#N/A"},{"$error":"#N/A"},{"$error":"#N/A"},{"$error":"#N/A"},{"$error":"#N/A"},{"$error":"#N/A"},{"$error":"#N/A"},{"$error":"#N/A"},{"$error":"#N/A"},{"$error":"#N/A"},{"$error":"#N/A"},{"$error":"#N/A"},{"$error":"#N/A"},{"$error":"#N/A"},{"$error":"#N/A"},{"$error":"#N/A"},{"$error":"#N/A"},{"$error":"#N/A"},{"$error":"#N/A"},{"$error":"#N/A"},{"$error":"#N/A"},{"$error":"#N/A"},{"$error":"#N/A"},{"$error":"#N/A"},{"$error":"#N/A"},{"$error":"#N/A"},{"$error":"#N/A"},{"$error":"#N/A"},{"$error":"#N/A"},0.83205747261806617,0.82922535211267612,0.82636411486051797,0.82357055429270842,0.82079581760092946,0.81799235845779772,0.81525501961689351,0.81258266720340444,0.80988135496073799,0.80724405850091385,0.80457806627946693,0.8019751404733525,0.7994342291371993,0.79686442589668394,0.79431109112372811,0.79181843653684503,0.78934137757667167,0.78687976833546802,0.78447701532311775,0.78204560549036961,0.77967223969541455,0.7773132357795135,0.77501096972356287,0.77268004593427009,0.77040510332042944,0.76814351726012498,0.76593668690372918,0.76370122148956865,0.76151980598221491,0.75939162680711558,0.75723472668810266,0.75513039760581435,0.75303773182690259,0.75099654530959337,0.74892669740817286,0.74694719035787904,0.74493884436946423,0.74298033442002298,0.74103209565764616,0.73913270910707729,0.73720457035529807,0.73536299765807966,0.7334925249169435,0.73166942833471404,0.72989307298930706,0.72812532206534053,0.72636611319590794,0.72465254628442477,0.72294704528012277,0.72128637059724354,0.7196333078686018,0.71802428985212652,0.71642245094559631,0.7148277432083775,0.71327612317011591,0.71176707636510173,0.71026440132703317,0.70880361173814876,0.70738423028785979,0.70597052210841871,0.7045624532535526,0.70322998059025521,0.70190253837365246,0.70058009817045952,0.69929723844402647,0.69805355202055119,0.6968486462494452,0.69568214268130557,0.6945195379700172,0.69339483756992815,0.69230769230769218,0.69122395068975628,0.69021101992965983,0.68920105355575068,0.68826108134437392,0.68732366961766711,0.68642215205246526,0.68558951965065484,0.68475890477344303,0.68396340577956316,0.68323582031816632,0.68254274949280258,0.68188398803204309,0.68125934140108946,0.68066862565634167,0.68014440433212986,0.67965367965367962,0.67922895736191879,0.67883737689166468,0.6784788245462402,0.67821829701449532,0.67799049949618528,0.67782788064856569,0.67769784172661862,0.6776653397918565,0.67769784172661862,0.67776285495011501,0.67795796948469422,0.67818574514038865,0.67851140456182468,0.67893522967518727,0.67945758799769185,0.680078933436011,0.68079980727535516,0.68165372183896944,0.68264167351079752]
["R449A",6,1241,{"$error":"#N/A"},{"$error":"#N/A"},{"$error":"#N/A"},{"$error":"#N/A"},{"$error":"#N/A"},{"$error":"#N/A"},{"$error":"#N/A"},{"$error":"#N/A"},{"$error":"#N/A"},{"$error":"#N/A"},{"$error":"#N/A"},{"$error":"#N/A"},{"$error":"#N/A"},{"$error":"#N/A"},{"$error":"#N/A"},{"$error":"#N/A"},{"$error":"#N/A"},{"$error":"#N/A"},{"$error":"#N/A"},{"$error":"#N/A"},{"$error":"#N/A"},{"$error":"#N/A"},{"$error":"#N/A"},{"$error":"#N/A"},{"$error":"#N/A"},{"$error":"#N/A"},{"$error":"#N/A"},{"$error":"#N/A"},{"$error":"#N/A"},{"$error":"#N/A"},{"$error":"#N/A"},{"$error":"#N/A"},{"$error":"#N/A"},{"$error":"#N/A"},{"$error":"#N/A"},{"$error":"#N/A"},{"$error":"#N/A"},{"$error":"#N/A"},{"$error":"#N/A"},{"$error":"#N/A"},{"$error":"#N/A"},{"$error":"#N/A"},{"$error":"#N/A"},{"$error":"#N/A"},{"$error":"#N/A"},{"$error":"#N/A"},{"$error":"#N/A"},{"$error":"#N/A"},{"$error":"#N/A"},{"$error":"#N/A"},{"$error":"#N/A"},{"$error":"#N/A"},{"$error":"#N/A"},{"$error":"#N/A"},{"$error":"#N/A"},0.86868314275175207,0.86559666748345998,0.86247939937740326,0.85943677391886131,0.85641554033577794,0.85336393284213052,0.85038517091959553,0.84747795837581719,0.84454007530930586,0.84167262330235859,0.83877478333135447,0.83594628172513741,0.83318591898107186,0.83039492242595192,0.82762256193990502,0.82491680775293352,0.82222868780913583,0.81955803027666596,0.81695189639222932,0.81431535269709532,0.81174240248175999,0.80918566029091721,0.80669102534825299,0.80416595526720147,0.80170212765957427,0.79925335143390452,0.79686442589668371,0.79444506915551549,0.79208475811424395,0.78978257224302717,0.78744984395898332,0.78517448321849281,0.78291223404255317,0.78070611636001985,0.77846950581235175,0.77633097082577862,0.77416173570019708,0.77204677084471629,0.76994333042720131,0.76789304929079927,0.76581215110292111,0.76382507162549329,0.76180720293293069,0.75984082598408242,0.75792522662661566,0.75601926163723909,0.75412285851523697,0.7522759942501196,0.75043815391151936,0.74864893504291619,0.74686822770759531,0.74513526340768843,0.74341032251275829,0.74169334943047593,0.74002304388813223,0.73839882943143809,0.73678172906455308,0.73520994848847476,0.73368295342437295,0.73216228820146123,0.73064791354258218,0.72921504876915921,0.72778779294360019,0.72636611319590805,0.72498717290918413,0.72365051725903906,0.72235570778590052,0.7211023220209235,0.71985327831270052,0.71864510222764699,0.71747740428556905,0.71631349487985385,0.71522575420125512,0.71414131203881526,0.71313212879781962,0.71212579377078922,0.71115808545976122,0.71026440132703306,0.70937296048998422,0.70851927994785113,0.70773854244928613,0.70699489642749924,0.70628811356593002,0.70561797752808975,0.70498428378985156,0.7044219552320653,0.70389558633057681,0.7034400358440781,0.70302005074879348,0.70263550472401781,0.70235609901580653,0.70211180124223582,0.70193740685543959,0.70179795371014198,0.70176309908120182,0.70179795371014198,0.70186767335585121,0.7020769154327734,0.70232118892589079,0.70267044606892426,0.70312499999999989,0.70368525896414336,0.7043517272319425,0.70512500623783603,0.70604107330235333,0.70710103588049833]
["R449A",10,1245,{"$error":"#N/A"},{"$error":"#N/A"},{"$error":"#N/A"},{"$error":"#N/A"},{"$error":"#N/A"},{"$error":"#N/A"},{"$error":"#N/A"},{"$error":"#N/A"},{"$error":"#N/A"},{"$error":"#N/A"},{"$error":"#N/A"},{"$error":"#N/A"},{"$error":"#N/A"},{"$error":"#N/A"},{"$error":"#N/A"},{"$error":"#N/A"},{"$error":"#N/A"},{"$error":"#N/A"},{"$error":"#N/A"},{"$error":"#N/A"},{"$error":"#N/A"},{"$error":"#N/A"},{"$error":"#N/A"},{"$error":"#N/A"},{"$error":"#N/A"},{"$error":"#N/A"},{"$error":"#N/A"},{"$error":"#N/A"},{"$error":"#N/A"},{"$error":"#N/A"},{"$error":"#N/A"},{"$error":"#N/A"},{"$error":"#N/A"},{"$error":"#N/A"},{"$error":"#N/A"},{"$error":"#N/A"},{"$error":"#N/A"},{"$error":"#N/A"},{"$error":"#N/A"},{"$error":"#N/A"},{"$error":"#N/A"},{"$error":"#N/A"},{"$error":"#N/A"},{"$error":"#N/A"},{"$error":"#N/A"},{"$error":"#N/A"},{"$error":"#N/A"},{"$error":"#N/A"},{"$error":"#N/A"},{"$error":"#N/A"},{"$error":"#N/A"},{"$error":"#N/A"},{"$error":"#N/A"},{"$error":"#N/A"},{"$error":"#N/A"},0.9009181331293038,0.89759878033286766,0.89424719954433263,0.89097673245475761,0.88773009989319607,0.8844516775162744,0.88125233878009235,0.8781306320303276,0.87497677874790991,0.87189929655683074,0.86878996556812593,0.86575577476870291,0.86279538376992126,0.85980284775465499,0.8568309987265782,0.85393122620414585,0.85105101487682955,0.84819016747703946,0.84539906665071196,0.84257602862254022,0.83982169390787509,0.83708530805687187,0.8344159678752805,0.83171463888398367,0.82907938743178999,0.82646078259343747,0.82390670553935852,0.82132062311090448,0.81879816885901369,0.81633832110462767,0.8138463310678492,0.81141610198690706,0.80900034352456207,0.8066449734543587,0.80425749900392729,0.8019751404733525,0.79966044142614601,0.79740406320541757,0.79516038266741695,0.79297379201975415,0.79075493872068936,0.78863649048389806,0.78648558388066347,0.78438991895192622,0.7823487071590719,0.78031809145129227,0.77829798953456331,0.77633097082577873,0.77437386967720723,0.77246883883664996,0.77057315809565352,0.76872857842337183,0.76689280868385334,0.7650657859115273,0.76328867761452024,0.76156084941252566,0.75984082598408254,0.75816923324569396,0.75654548375006692,0.75492867446706213,0.75331876099589479,0.75179569034317628,0.7502787659958583,0.7487679508240157,0.74730272900359629,0.74588260135135132,0.74450708678012545,0.74317572187450687,0.74184911009607812,0.74056603773584895,0.73932607785684379,0.73809026326786453,0.73693543339939493,0.73578421162257868,0.73471297836938432,0.73364485981308414,0.73261782547830134,0.73166942833471404,0.73072348347727145,0.72981767470688486,0.72898932053861631,0.72820037105751401,0.72745057660626022,0.72673970066347771,0.72606751965469385,0.72547106843969811,0.72491278473219789,0.72442963342732625,0.72398421888609932,0.72357640311347815,0.72328009828009809,0.72302103054802225,0.72283609576427266,0.7226882160392798,0.72265125556180643,0.7226882160392798,0.72276214833759578,0.72298403602128525,0.72324307723806103,0.72361345828852353,0.72409552116429221,0.72468971176530927,0.72539658093331283,0.72621678573264115,0.72718851320055566,0.72831297355806401]
["R449A",13,1248,{"$error":"#N/A"},{"$error":"#N/A"},{"$error":"#N/A"},{"$error":"#N/A"},{"$error":"#N/A"},{"$error":"#N/A"},{"$error":"#N/A"},{"$error":"#N/A"},{"$error":"#N/A"},{"$error":"#N/A"},{"$error":"#N/A"},{"$error":"#N/A"},{"$error":"#N/A"},{"$error":"#N/A"},{"$error":"#N/A"},{"$error":"#N/A"},{"$error":"#N/A"},{"$error":"#N/A"},{"$error":"#N/A"},{"$error":"#N/A"},{"$error":"#N/A"},{"$error":"#N/A"},{"$error":"#N/A"},{"$error":"#N/A"},{"$error":"#N/A"},{"$error":"#N/A"},{"$error":"#N/A"},{"$error":"#N/A"},{"$error":"#N/A"},{"$error":"#N/A"},{"$error":"#N/A"},{"$error":"#N/A"},{"$error":"#N/A"},{"$error":"#N/A"},{"$error":"#N/A"},{"$error":"#N/A"},{"$error":"#N/A"},{"$error":"#N/A"},{"$error":"#N/A"},{"$error":"#N/A"},{"$error":"#N/A"},{"$error":"#N/A"},{"$error":"#N/A"},{"$error":"#N/A"},{"$error":"#N/A"},{"$error":"#N/A"},{"$error":"#N/A"},{"$error":"#N/A"},{"$error":"#N/A"},{"$error":"#N/A"},{"$error":"#N/A"},{"$error":"#N/A"},{"$error":"#N/A"},{"$error":"#N/A"},{"$error":"#N/A"},0.92698287738634133,0.9234690543101759,0.91992187499999989,0.9164612790245168,0.91302662186611538,0.90955906018667521,0.9061758481369846,0.90287539936102246,0.89954163483575234,0.89628924833491896,0.89300385514756997,0.88979848866498734,0.88667168674698793,0.88351153629712997,0.88037383177570094,0.87731280268223022,0.8742729860165821,0.87125416204217532,0.8683094696736926,0.86533161859268781,0.86242675781249989,0.85954133463106008,0.85672709634390354,0.85387962291515584,0.85110227683411621,0.84834293948126804,0.84565204380872572,0.84292787687168169,0.84027117031398657,0.8376808157457909,0.83505702972637541,0.83249867436516811,0.82995594713656395,0.82747716092761781,0.82496496964035482,0.82256374432413537,0.82012885251610645,0.81775565715608534,0.81539615673149046,0.81309701921970301,0.81076428735368367,0.80853742275120177,0.80627674750356637,0.80407443236783693,0.80192962542565249,0.7997962302598064,0.79767415603477454,0.795608108108108,0.79355273503313495,0.79155229398913229,0.78956191327670977,0.78762541806020059,0.78569839857651236,0.7837807854448634,0.78191577665873491,0.78010268867664112,0.77829798953456342,0.77654429544954917,0.77484097389778461,0.77314510833880501,0.771456649923564,0.76985943118666222,0.76826881252718571,0.76668475311991313,0.76514864352629008,0.76365994703561579,0.76221814650987163,0.7608227439155717,0.75943244114801678,0.75808788025108631,0.75678860264581427,0.75549377105277216,0.75428388405487623,0.75307786601289772,0.75195572348464679,0.75083692013390724,0.74976122254059208,0.74876795082401559,0.74777730736663828,0.74682875264270598,0.74596135571745326,0.74513526340768865,0.74435020808091434,0.74360593621724014,0.74290220820189257,0.74227778945156542,0.74169334943047616,0.74118757868233309,0.74072132522541423,0.74029444124273069,0.73998428908091107,0.73971311904512604,0.7395195478097033,0.73936476374862636,0.7393260778568439,0.73936476374862636,0.73944214767910399,0.73967439669161905,0.73994553833263499,0.7403332285444828,0.7408378335867456,0.74145983103321622,0.74219981090450682,0.74305847707193939,0.74407582938388617,0.745253164556962]
["R449A",18,1253,{"$error":"#N/A"},{"$error":"#N/A"},{"$error":"#N/A"},{"$error":"#N/A"},{"$error":"#N/A"},{"$error":"#N/A"},{"$error":"#N/A"},{"$error":"#N/A"},{"$error":"#N/A"},{"$error":"#N/A"},{"$error":"#N/A"},{"$error":"#N/A"},{"$error":"#N/A"},{"$error":"#N/A"},{"$error":"#N/A"},{"$error":"#N/A"},{"$error":"#N/A"},{"$error":"#N/A"},{"$error":"#N/A"},{"$error":"#N/A"},{"$error":"#N/A"},{"$error":"#N/A"},{"$error":"#N/A"},{"$error":"#N/A"},{"$error":"#N/A"},{"$error":"#N/A"},{"$error":"#N/A"},{"$error":"#N/A"},{"$error":"#N/A"},{"$error":"#N/A"},{"$error":"#N/A"},{"$error":"#N/A"},{"$error":"#N/A"},{"$error":"#N/A"},{"$error":"#N/A"},{"$error":"#N/A"},{"$error":"#N/A"},{"$error":"#N/A"},{"$error":"#N/A"},{"$error":"#N/A"},{"$error":"#N/A"},{"$error":"#N/A"},{"$error":"#N/A"},{"$error":"#N/A"},{"$error":"#N/A"},{"$error":"#N/A"},{"$error":"#N/A"},{"$error":"#N/A"},{"$error":"#N/A"},{"$error":"#N/A"},{"$error":"#N/A"},{"$error":"#N/A"},{"$error":"#N/A"},{"$error":"#N/A"},{"$error":"#N/A"},0.97461718857773483,0.97073371805441055,0.96681491618200466,0.96299325291351456,0.95920168352454016,0.95537525354969555,0.95164331896551724,0.94800402549480045,0.94432934571944105,0.94074567243675078,0.9371269399124551,0.93359762140733393,0.93015601342900389,0.92667890870933889,0.92322770336491344,0.91986198815181297,0.91652072387624051,0.91320364505913521,0.90996908809891797,0.90669917864476368,0.90351045463264901,0.90034408054033366,0.89725679451358897,0.89413402518509133,0.89108910891089088,0.88806486078813396,0.88511651215234255,0.88213260082407297,0.87922344595855872,0.87638776902561555,0.87351632047477723,0.87071727877742167,0.86793611793611791,0.86522564447982364,0.86247939937740326,0.85985516947605412,0.85719485561756847,0.85460263699044381,0.85202604920405201,0.84951602236517754,0.8469699694299585,0.84454007530930608,0.84207389749702022,0.83967197527929627,0.83733333333333304,0.8350076823070558,0.83269491425540665,0.83044372612400807,0.82820467733427117,0.82602595580498073,0.82385866713311162,0.82175050886885703,0.81965311212947367,0.81756639472313819,0.81553734272192058,0.81356517733763245,0.81160252728317051,0.80969571944301166,0.80784403407466687,0.80600079858536311,0.80416595526720147,0.80243057527400752,0.80070266900889664,0.79898218829516532,0.79731407290373535,0.79569771370649833,0.79413252402630252,0.79261793908116884,0.79110912042998704,0.78965016206549665,0.78824054446055991,0.78683595055128619,0.78552368245496973,0.7842157842157842,0.7829990025490412,0.78178599092619228,0.78061985525661548,0.779543197616683,0.77846950581235175,0.77744154057771642,0.77650162114634269,0.77560654297947085,0.77475600394780109,0.77394971791641543,0.77318741450068373,0.77251107101853367,0.77187807276302856,0.77133031278999931,0.7708253777753532,0.77036310107948969,0.77002724795640309,0.76973361660402007,0.7695240169916131,0.76935641947076117,0.76931453149670603,0.76935641947076117,0.76944020910477007,0.76969168754766304,0.76998528690534562,0.77040510332042955,0.77095154954168477,0.77162516382699875,0.77242661127207124,0.77335668545782921,0.77445875582351309,0.77573428493000263]
["R449A",24,1259,{"$error":"#N/A"},{"$error":"#N/A"},{"$error":"#N/A"},{"$error":"#N/A"},{"$error":"#N/A"},{"$error":"#N/A"},{"$error":"#N/A"},{"$error":"#N/A"},{"$error":"#N/A"},{"$error":"#N/A"},{"$error":"#N/A"},{"$error":"#N/A"},{"$error":"#N/A"},{"$error":"#N/A"},{"$error":"#N/A"},{"$error":"#N/A"},{"$error":"#N/A"},{"$error":"#N/A"},{"$error":"#N/A"},{"$error":"#N/A"},{"$error":"#N/A"},{"$error":"#N/A"},{"$error":"#N/A"},{"$error":"#N/A"},{"$error":"#N/A"},{"$error":"#N/A"},{"$error":"#N/A"},{"$error":"#N/A"},{"$error":"#N/A"},{"$error":"#N/A"},{"$error":"#N/A"},{"$error":"#N/A"},{"$error":"#N/A"},{"$error":"#N/A"},{"$error":"#N/A"},{"$error":"#N/A"},{"$error":"#N/A"},{"$error":"#N/A"},{"$error":"#N/A"},{"$error":"#N/A"},{"$error":"#N/A"},{"$error":"#N/A"},{"$error":"#N/A"},{"$error":"#N/A"},{"$error":"#N/A"},{"$error":"#N/A"},{"$error":"#N/A"},{"$error":"#N/A"},{"$error":"#N/A"},{"$error":"#N/A"},{"$error":"#N/A"},{"$error":"#N/A"},{"$error":"#N/A"},{"$error":"#N/A"},{"$error":"#N/A"},1.0401177769598822,1.0356959612988346,1.0312363158662967,1.0268895348837208,1.0225792444637429,1.0182316062549541,1.0139935414424111,1.0098627787307033,1.0056939501779356,1.0016303962571771,0.99752912107306724,0.9935311489242018,0.98963440257739166,0.98569933728636194,0.98179544191217338,0.97799003322259126,0.97421400992829554,0.97046703296703285,0.96681491618200466,0.96312453138845322,0.95952736656254223,0.95595697178810601,0.95247724974721937,0.94895903290799177,0.9455299785867235,0.94212561674889983,0.93880805262108802,0.93545183714001989,0.93218102652064894,0.92899408284023666,0.92576819760204387,0.92262487757100864,0.91950283074119865,0.9164612790245168,0.91338073691014843,0.91043814432989667,0.90745616851839939,0.90455156520069124,0.90166549677748697,0.89885496183206082,0.89600507292327181,0.89328612972562904,0.89052750992626206,0.88784165881244093,0.88522741511088809,0.88262852145668047,0.88004484304932706,0.87753074152279209,0.87503096358682186,0.87259927129006365,0.87018105678039148,0.86782950497481859,0.86549062844542424,0.86316432498472795,0.86090294278925217,0.85870556061987235,0.85651936715766497,0.8543959366307895,0.85233441910966334,0.8502828258514864,0.84824108536438936,0.84631049353138466,0.84438866977411242,0.84247555449558775,0.84062109584151334,0.83882457702582347,0.83708530805687198,0.83540262504434182,0.83372669341515215,0.83210647193922593,0.83054135073179314,0.82898210618949819,0.82752562225475823,0.82607424729611223,0.82472421642444393,0.82337859099120092,0.82208517570397932,0.82089118689362672,0.81970066132962038,0.81856100104275265,0.81751909280259183,0.81652701531349314,0.8155844155844153,0.81469095940959391,0.81384633106784909,0.81309701921970301,0.81239579141033746,0.81178903826266779,0.81122976231484667,0.81071776923518268,0.81034581636749414,0.81002063746847031,0.80978852656312683,0.80960293359307844,0.80955654864214499,0.80960293359307844,0.80969571944301166,0.80997420464316405,0.81029934625530431,0.81076428735368367,0.81136950904392757,0.81211563882981774,0.81300345224395854,0.81403387487037659,0.81525501961689339,0.81666859322621643]
["R449A",25,1260,{"$error":"#N/A"},{"$error":"#N/A"},{"$error":"#N/A"},{"$error":"#N/A"},{"$error":"#N/A"},{"$error":"#N/A"},{"$error":"#N/A"},{"$error":"#N/A"},{"$error":"#N/A"},{"$error":"#N/A"},{"$error":"#N/A"},{"$error":"#N/A"},{"$error":"#N/A"},{"$error":"#N/A"},{"$error":"#N/A"},{"$error":"#N/A"},{"$error":"#N/A"},{"$error":"#N/A"},{"$error":"#N/A"},{"$error":"#N/A"},{"$error":"#N/A"},{"$error":"#N/A"},{"$error":"#N/A"},{"$error":"#N/A"},{"$error":"#N/A"},{"$error":"#N/A"},{"$error":"#N/A"},{"$error":"#N/A"},{"$error":"#N/A"},{"$error":"#N/A"},{"$error":"#N/A"},{"$error":"#N/A"},{"$error":"#N/A"},{"$error":"#N/A"},{"$error":"#N/A"},{"$error":"#N/A"},{"$error":"#N/A"},{"$error":"#N/A"},{"$error":"#N/A"},{"$error":"#N/A"},{"$error":"#N/A"},{"$error":"#N/A"},{"$error":"#N/A"},{"$error":"#N/A"},{"$error":"#N/A"},{"$error":"#N/A"},{"$error":"#N/A"},{"$error":"#N/A"},{"$error":"#N/A"},{"$error":"#N/A"},{"$error":"#N/A"},{"$error":"#N/A"},{"$error":"#N/A"},{"$error":"#N/A"},{"$error":"#N/A"},1.0520437793165065,1.0475202016457854,1.0429583702391494,1.0385124209907393,1.0341042154566744,1.0296582379946073,1.0253247224439443,1.0211013152189621,1.0168393782383416,1.0126854439905393,1.0084933266719005,1.0044071651976114,1.0004248088360237,0.99640363867146164,0.99241466498103659,0.98852665454036648,0.98466898954703819,0.98084131611828396,0.97711084987206953,0.97334159950402954,0.96966785616250317,0.96602174061666746,0.96246849669641021,0.95887622149837115,0.95537525354969544,0.95189975747776867,0.94851312344767369,0.94508728513142926,0.94174886696880811,0.93849628055260348,0.93520418293732177,0.9319965701470877,0.92881088542693735,0.9257075471698113,0.92256463828675872,0.91956267083170606,0.91652072387624028,0.91355789745910632,0.91061416510923487,0.90774765514583045,0.90484118852458995,0.90206843718079666,0.89925539362311457,0.89651671848232961,0.89385121457489847,0.89120151371806988,0.88856747578920858,0.88600451467268604,0.88345629611104159,0.88097761705842004,0.87851280775926355,0.87611607142857117,0.87373237694781081,0.87136161815490853,0.86905713758533709,0.86681798662658727,0.86459034448999561,0.86242675781249978,0.86032635168046745,0.85823615160349853,0.85615608337372739,0.8541893362350379,0.85223160434258127,0.85028282585148618,0.84839387571299896,0.84656401653585744,0.84479253856271663,0.84307875894988049,0.84137191854233651,0.83972187555714006,0.83812800284714373,0.83654016932093989,0.83505702972637519,0.83357913987375365,0.83220448789681356,0.83083436232139696,0.82951743571680148,0.82830177618852197,0.82708967454928561,0.82592938975917674,0.82486865148861632,0.82385866713311173,0.82289907402014995,0.82198952879581122,0.8211297071129704,0.82036692986530413,0.81965311212947378,0.81903547414792455,0.81846617238183494,0.81794500723588992,0.81756639472313808,0.81723539618276431,0.81699913269731128,0.81681022024394456,0.81676300578034677,0.81681022024394456,0.81690466554893892,0.81718813255450795,0.81751909280259172,0.81799235845779772,0.81860842361392716,0.81936793273412578,0.82027168234064785,0.82132062311090426,0.82256374432413526,0.82400279916025176]
["R449A",30,1265,{"$error":"#N/A"},{"$error":"#N/A"},{"$error":"#N/A"},{"$error":"#N/A"},{"$error":"#N/A"},{"$error":"#N/A"},{"$error":"#N/A"},{"$error":"#N/A"},{"$error":"#N/A"},{"$error":"#N/A"},{"$error":"#N/A"},{"$error":"#N/A"},{"$error":"#N/A"},{"$error":"#N/A"},{"$error":"#N/A"},{"$error":"#N/A"},{"$error":"#N/A"},{"$error":"#N/A"},{"$error":"#N/A"},{"$error":"#N/A"},{"$error":"#N/A"},{"$error":"#N/A"},{"$error":"#N/A"},{"$error":"#N/A"},{"$error":"#N/A"},{"$error":"#N/A"},{"$error":"#N/A"},{"$error":"#N/A"},{"$error":"#N/A"},{"$error":"#N/A"},{"$error":"#N/A"},{"$error":"#N/A"},{"$error":"#N/A"},{"$error":"#N/A"},{"$error":"#N/A"},{"$error":"#N/A"},{"$error":"#N/A"},{"$error":"#N/A"},{"$error":"#N/A"},{"$error":"#N/A"},{"$error":"#N/A"},{"$error":"#N/A"},{"$error":"#N/A"},{"$error":"#N/A"},{"$error":"#N/A"},{"$error":"#N/A"},{"$error":"#N/A"},{"$error":"#N/A"},{"$error":"#N/A"},{"$error":"#N/A"},{"$error":"#N/A"},{"$error":"#N/A"},{"$error":"#N/A"},{"$error":"#N/A"},{"$error":"#N/A"},1.1170843544944264,1.1119855197922406,1.1068463105122981,1.1018402994385528,1.0968793665579881,1.0918785256162582,1.0870066928225248,1.0822610294117647,1.0774744547811497,1.0728114797661528,1.0681079446670194,1.0635255155803101,1.0590616099535302,1.0545563101724009,1.0500891795481571,1.0457371225577266,1.0414209905660379,1.0371403405754551,1.0329702463630381,1.0287586457954132,1.0246555474981869,1.0205850487540626,1.0166199007122816,1.0126128708614017,1.0087093089663048,1.004835727492533,1.0010626992561105,0.9972475121744655,0.9935311489242018,0.9899117276166457,0.98624973825643869,0.98268307949092415,0.97914212459289041,0.97569396492197225,0.97220310994908476,0.96886999451453637,0.96549367953536036,0.96220633299284974,0.9589412962334577,0.9557629870129869,0.95254145881083985,0.9494691573713212,0.94635322483423756,0.94332064890847178,0.94037002528949798,0.93743780269355792,0.93452380952380931,0.93168930502439662,0.9288719432027347,0.92613226715605956,0.92340870474447767,0.92076111038707142,0.91812865497076013,0.9155112090190487,0.91296762938553966,0.91049681036149244,0.90803932909196061,0.90565312139469278,0.90333716915995388,0.90103303150108416,0.89874061824195384,0.89657360406091358,0.89441701481200142,0.89227077544834554,0.89019089019089015,0.88817650386573621,0.88622679377822389,0.88434096883214408,0.88246315263552333,0.88064817700218112,0.87889531629035256,0.87714941957911718,0.8755189293016914,0.87389448945513026,0.87238377477310602,0.87087827426810482,0.8694314545902041,0.86809608650242653,0.86676481413323503,0.86549062844542424,0.86432591142647419,0.86321705663143755,0.86216364634816012,0.86116528522671854,0.86022159990259328,0.85938450310181236,0.85860120313544397,0.85792349726775941,0.85729887149617778,0.85672709634390354,0.85631173868250388,0.85594863096680385,0.85568945679161879,0.85548223042925464,0.85543043952052311,0.85548223042925464,0.85558583106267017,0.85589678357259669,0.85625984729123727,0.8567790443851564,0.85745494265428723,0.85828828281601177,0.85927998054001464,0.86043112897332841,0.86179555989265655,0.86337529023585469]
["R449A",33,1268,{"$error":"#N/A"},{"$error":"#N/A"},{"$error":"#N/A"},{"$error":"#N/A"},{"$error":"#N/A"},{"$error":"#N/A"},{"$error":"#N/A"},{"$error":"#N/A"},{"$error":"#N/A"},{"$error":"#N/A"},{"$error":"#N/A"},{"$error":"#N/A"},{"$error":"#N/A"},{"$error":"#N/A"},{"$error":"#N/A"},{"$error":"#N/A"},{"$error":"#N/A"},{"$error":"#N/A"},{"$error":"#N/A"},{"$error":"#N/A"},{"$error":"#N/A"},{"$error":"#N/A"},{"$error":"#N/A"},{"$error":"#N/A"},{"$error":"#N/A"},{"$error":"#N/A"},{"$error":"#N/A"},{"$error":"#N/A"},{"$error":"#N/A"},{"$error":"#N/A"},{"$error":"#N/A"},{"$error":"#N/A"},{"$error":"#N/A"},{"$error":"#N/A"},{"$error":"#N/A"},{"$error":"#N/A"},{"$error":"#N/A"},{"$error":"#N/A"},{"$error":"#N/A"},{"$error":"#N/A"},{"$error":"#N/A"},{"$error":"#N/A"},{"$error":"#N/A"},{"$error":"#N/A"},{"$error":"#N/A"},{"$error":"#N/A"},{"$error":"#N/A"},{"$error":"#N/A"},{"$error":"#N/A"},{"$error":"#N/A"},{"$error":"#N/A"},{"$error":"#N/A"},{"$error":"#N/A"},{"$error":"#N/A"},{"$error":"#N/A"},1.160956371703229,1.1554501594570286,1.14990234375,1.1445002429936821,1.1391486617220254,1.1337559175158467,1.1285041130900089,1.1233900461122597,1.1182336182336179,1.1132120066178206,1.108148380519175,1.103216739537789,1.0984141791044777,1.0935686092407708,1.0887656033287103,1.0840877704465246,1.079449961802903,1.074851665905979,1.0703734565563214,1.0658520027155465,1.0614483173076921,1.0570808708012267,1.052827658147679,1.0485307212822796,1.0443458980044344,1.0401943462897527,1.0361516462565079,1.032064860127091,1.0280849825378346,1.0242099159176574,1.0202902736659685,1.0164736349902883,1.0126854439905397,1.0089974293059127,1.005264655663062,1.0017014036580176,0.99809281627463442,0.99458013655240363,0.99109209511117335,0.9876974695931775,0.98425745332961811,0.98097750624826452,0.97765169860928536,0.97441555754775522,0.97126752818256779,0.96813977389516959,0.96503209943996704,0.96200980392156854,0.95900637980181902,0.95608633872386506,0.95318402590393936,0.95036319612590781,0.94755901287553634,0.94477132923241491,0.94206280418694566,0.9394322186024866,0.93681628323277866,0.93427664638984376,0.93181218675811128,0.92936069455406478,0.92692206769876662,0.92461719670200226,0.92232375979112269,0.92004167209272036,0.91783046443650529,0.9156891970708313,0.91361696624854527,0.91161290322580635,0.90961761297798382,0.90768934284062419,0.90582729662157813,0.90397287441622409,0.90224123619181384,0.90051621948887905,0.89891214453845658,0.89731377405220047,0.89577786230505885,0.89436040255712368,0.89294742163801799,0.89159515396264488,0.89035916824196593,0.88918255616386643,0.88806486078813385,0.88700564971751394,0.88600451467268604,0.88511651215234277,0.88428562488265861,0.8835667833916957,0.88290427393151727,0.88229784576959103,0.88185733008799827,0.88147223955084197,0.88119738072965392,0.88097761705842004,0.88092269326683292,0.88097761705842004,0.88108748519049684,0.88141725407023874,0.88180229655516706,0.88235294117647056,0.88306980813699143,0.88395370659993755,0.88500563697857959,0.88622679377822366,0.8876743309460986,0.8893504531722054]
["R449A",41,1276,{"$error":"#N/A"},{"$error":"#N/A"},{"$error":"#N/A"},{"$error":"#N/A"},{"$error":"#N/A"},{"$error":"#N/A"},{"$error":"#N/A"},{"$error":"#N/A"},{"$error":"#N/A"},{"$error":"#N/A"},{"$error":"#N/A"},{"$error":"#N/A"},{"$error":"#N/A"},{"$error":"#N/A"},{"$error":"#N/A"},{"$error":"#N/A"},{"$error":"#N/A"},{"$error":"#N/A"},{"$error":"#N/A"},{"$error":"#N/A"},{"$error":"#N/A"},{"$error":"#N/A"},{"$error":"#N/A"},{"$error":"#N/A"},{"$error":"#N/A"},{"$error":"#N/A"},{"$error":"#N/A"},{"$error":"#N/A"},{"$error":"#N/A"},{"$error":"#N/A"},{"$error":"#N/A"},{"$error":"#N/A"},{"$error":"#N/A"},{"$error":"#N/A"},{"$error":"#N/A"},{"$error":"#N/A"},{"$error":"#N/A"},{"$error":"#N/A"},{"$error":"#N/A"},{"$error":"#N/A"},{"$error":"#N/A"},{"$error":"#N/A"},{"$error":"#N/A"},{"$error":"#N/A"},{"$error":"#N/A"},{"$error":"#N/A"},{"$error":"#N/A"},{"$error":"#N/A"},{"$error":"#N/A"},{"$error":"#N/A"},{"$error":"#N/A"},{"$error":"#N/A"},{"$error":"#N/A"},{"$error":"#N/A"},{"$error":"#N/A"},1.3012247904963625,1.2943116240725476,1.2873542274052479,1.2805872756933117,1.2738910926794089,1.2671509281678772,1.2605941654028014,1.2542162258121785,1.247792299540798,1.2415429224145504,1.2352478363493313,1.229123173277662,1.2231648199445984,1.2171591006977347,1.2112120692611008,1.2054256952738442,1.1996943453897098,1.1940172384654386,1.1884935654806965,1.1829217245709502,1.1774999999999998,1.1721277478224801,1.1669006524073005,1.1616244656363037,1.1564904239646421,1.1514015645371578,1.1464503042596348,1.1414492285321918,1.1365830115830116,1.1318487664210191,1.1270638908829862,1.1224084518230202,1.1177913139783247,1.1132997163567604,1.1087570621468925,1.1044239487259653,1.1000389256520047,1.0957735556417216,1.0915411355735805,1.0874249653686316,1.0832566697332107,1.0792850595783687,1.075260634654897,1.0713473349002958,1.0675430643699,1.0637657155763005,1.0600150037509375,1.0563696172248804,1.0527492177022799,1.0492314546669639,1.0457371225577263,1.0423428740041309,1.038970588235294,1.0356200527704484,1.0323664791407903,1.0292082453201254,1.0260692760148138,1.023023457862728,1.0200693040716142,1.0171321623956235,1.0142118863049094,1.0114531138153184,1.0087093089663051,1.0059803502776592,1.0033373570972095,1.000779092003683,0.99830436625688868,0.99591203834226094,0.99353114892420202,0.99123114696597669,0.98901098901098883,0.9868007542426146,0.98473761237716895,0.98268307949092437,0.98077323523287285,0.97887080013855221,0.97704328585257905,0.97535721681507548,0.97367695700110235,0.9720693450742981,0.97060035719192195,0.96920227724809671,0.96787451195287333,0.96661650020522627,0.96542771248975112,0.96437346437346438,0.96338719574555143,0.96253405994550389,0.96174789000816785,0.96102836155886562,0.96050574400108746,0.96004891969017514,0.95972288256469485,0.95946221226319006,0.9593970668115156,0.95946221226319006,0.9595925297113751,0.95998369454446619,0.96044045676998357,0.96109372874438848,0.96194431207025666,0.96299325291351479,0.96424184522997147,0.96569163477309994,0.96741065315623698,0.9694017563117453]
["R449A",42,1277,{"$error":"#N/A"},{"$error":"#N/A"},{"$error":"#N/A"},{"$error":"#N/A"},{"$error":"#N/A"},{"$error":"#N/A"},{"$error":"#N/A"},{"$error":"#N/A"},{"$error":"#N/A"},{"$error":"#N/A"},{"$error":"#N/A"},{"$error":"#N/A"},{"$error":"#N/A"},{"$error":"#N/A"},{"$error":"#N/A"},{"$error":"#N/A"},{"$error":"#N/A"},{"$error":"#N/A"},{"$error":"#N/A"},{"$error":"#N/A"},{"$error":"#N/A"},{"$error":"#N/A"},{"$error":"#N/A"},{"$error":"#N/A"},{"$error":"#N/A"},{"$error":"#N/A"},{"$error":"#N/A"},{"$error":"#N/A"},{"$error":"#N/A"},{"$error":"#N/A"},{"$error":"#N/A"},{"$error":"#N/A"},{"$error":"#N/A"},{"$error":"#N/A"},{"$error":"#N/A"},{"$error":"#N/A"},{"$error":"#N/A"},{"$error":"#N/A"},{"$error":"#N/A"},{"$error":"#N/A"},{"$error":"#N/A"},{"$error":"#N/A"},{"$error":"#N/A"},{"$error":"#N/A"},{"$error":"#N/A"},{"$error":"#N/A"},{"$error":"#N/A"},{"$error":"#N/A"},{"$error":"#N/A"},{"$error":"#N/A"},{"$error":"#N/A"},{"$error":"#N/A"},{"$error":"#N/A"},{"$error":"#N/A"},{"$error":"#N/A"},1.3217960710944809,1.3146631931522146,1.3074858887757934,1.3005062126092961,1.2936006591595719,1.2866508832635219,1.2798913043478262,1.2733171127331713,1.2666965486328998,1.2602568676418122,1.2537710736468499,1.2474618168976781,1.2413247825704998,1.2351398601398602,1.2290162651126382,1.2230589457283825,1.2171591006977347,1.2113159022717532,1.2056313993174061,1.1998980978260869,1.1943200067618966,1.18879353861686,1.1834170854271358,1.1779908295122967,1.1727114283343014,1.1674791374039495,1.1623889437314905,1.1572481572481574,1.1522465954497267,1.1473812423873326,1.1424644243208277,1.1376811594202898,1.1329377806286083,1.1283238840533421,1.1236580516898607,1.1192079207920791,1.1147049542442411,1.1103253182461104,1.1059799624295554,1.1017543859649122,1.0974757281553398,1.0933993654724137,1.0892691951896394,1.0852534562211982,1.0813499655621028,1.0774744547811499,1.0736266241167083,1.0698871810403574,1.0661736965215425,1.0625657993683262,1.0589822378775386,1.0555016060357061,1.0520437793165065,1.04860853432282,1.0452729693741676,1.0420353982300887,1.03881782090869,1.0356959612988343,1.0326682745012059,1.0296582379946078,1.0266656978856352,1.0238388522570827,1.0210275308909602,1.0182316062549543,1.0155239327296248,1.0129032258064514,1.0103682516982482,1.0079178258078321,1.0054792570981286,1.0031236688910974,1.0008499787505312,0.9985865724381624,0.99647390691114224,0.99437016185784666,0.99241466498103659,0.99046684424505826,0.98859581613377157,0.98686967453554952,0.98514955030328366,0.98350386301941928,0.98200013899506566,0.98056904927133948,0.97920997920997899,0.97792234756730556,0.97670560586161581,0.97562659669957885,0.97461718857773505,0.97374405623320215,0.97293947531501768,0.97220310994908499,0.97166827121441324,0.97120076981235803,0.97086711556960303,0.97060035719192195,0.97053369050072125,0.97060035719192195,0.97073371805441044,0.97113402061855658,0.97160145774599449,0.97227000619280257,0.97314049586776852,0.97421400992829577,0.97549188816016585,0.97697573117610448,0.97873519429244293,0.98077323523287285]
["R449A",47,1282,{"$error":"#N/A"},{"$error":"#N/A"},{"$error":"#N/A"},{"$error":"#N/A"},{"$error":"#N/A"},{"$error":"#N/A"},{"$error":"#N/A"},{"$error":"#N/A"},{"$error":"#N/A"},{"$error":"#N/A"},{"$error":"#N/A"},{"$error":"#N/A"},{"$error":"#N/A"},{"$error":"#N/A"},{"$error":"#N/A"},{"$error":"#N/A"},{"$error":"#N/A"},{"$error":"#N/A"},{"$error":"#N/A"},{"$error":"#N/A"},{"$error":"#N/A"},{"$error":"#N/A"},{"$error":"#N/A"},{"$error":"#N/A"},{"$error":"#N/A"},{"$error":"#N/A"},{"$error":"#N/A"},{"$error":"#N/A"},{"$error":"#N/A"},{"$error":"#N/A"},{"$error":"#N/A"},{"$error":"#N/A"},{"$error":"#N/A"},{"$error":"#N/A"},{"$error":"#N/A"},{"$error":"#N/A"},{"$error":"#N/A"},{"$error":"#N/A"},{"$error":"#N/A"},{"$error":"#N/A"},{"$error":"#N/A"},{"$error":"#N/A"},{"$error":"#N/A"},{"$error":"#N/A"},{"$error":"#N/A"},{"$error":"#N/A"},{"$error":"#N/A"},{"$error":"#N/A"},{"$error":"#N/A"},{"$error":"#N/A"},{"$error":"#N/A"},{"$error":"#N/A"},{"$error":"#N/A"},{"$error":"#N/A"},{"$error":"#N/A"},1.4374364191251272,1.4290048543689324,1.4205288026540663,1.4122938530734634,1.4041538308655472,1.3959691760521635,1.388015717092338,1.3802871935137249,1.3725109276347738,1.3649536321483768,1.3573487031700286,1.3499570077386069,1.3427729734866483,1.3355387523629489,1.3283820626116387,1.3214252314598336,1.3145408875244209,1.3077279037482648,1.3011049723756904,1.2944301942103333,1.2879409351927806,1.2815164157446033,1.2752707581227438,1.2689717108217331,1.2628474394494589,1.2567819976874501,1.2508852691218129,1.244933920704846,1.2391475927387527,1.2335224792666959,1.2278415015641291,1.222318339100346,1.2168446434722702,1.2115236217096803,1.2061459667093468,1.2010199745006374,1.19583615436696,1.1907972357997638,1.1858006042296072,1.1809444212285831,1.1760299625468162,1.1713504103456853,1.1666116248348746,1.1620065789473684,1.1575325632833617,1.1530928676350578,1.1486870986098687,1.1444075483923219,1.140159767610748,1.1360347322720696,1.1319394376351837,1.1279635986269656,1.1240155914406171,1.1200951248513673,1.1162900932216777,1.1125984251968506,1.1089310940197772,1.1053743252757566,1.1019262263120955,1.0984995724170101,1.0950941641478724,1.0918785256162582,1.088681716619154,1.0855035722516708,1.0824268423471732,1.0794499618029028,1.0765714285714287,1.0737898016566607,1.0710225119381491,1.0683502192650836,1.0657716095942071,1.0632054176072232,1.0608108108108105,1.0584269662921348,1.0562116908357002,1.0540056691033866,1.051887143601578,1.0499331252786444,1.0479863531854927,1.0461242318797657,1.0444230911375563,1.0428044280442805,1.041267501842299,1.0398116123335048,1.0384360990666566,1.0372164721426997,1.0360756709194898,1.0350890044685368,1.0341799019249067,1.0333479596314172,1.0327437509136088,1.0322156476002629,1.0318387615013875,1.0315374507227333,1.0314621505219359,1.0315374507227333,1.0316880841121494,1.0321402483564643,1.0326682745012057,1.0334235354347985,1.0344070278184478,1.0356200527704487,1.0370642201834863,1.0387414540910092,1.0407306474184279,1.0430353583819294]
["R449A",53,1288,{"$error":"#N/A"},{"$error":"#N/A"},{"$error":"#N/A"},{"$error":"#N/A"},{"$error":"#N/A"},{"$error":"#N/A"},{"$error":"#N/A"},{"$error":"#N/A"},{"$error":"#N/A"},{"$error":"#N/A"},{"$error":"#N/A"},{"$error":"#N/A"},{"$error":"#N/A"},{"$error":"#N/A"},{"$error":"#N/A"},{"$error":"#N/A"},{"$error":"#N/A"},{"$error":"#N/A"},{"$error":"#N/A"},{"$error":"#N/A"},{"$error":"#N/A"},{"$error":"#N/A"},{"$error":"#N/A"},{"$error":"#N/A"},{"$error":"#N/A"},{"$error":"#N/A"},{"$error":"#N/A"},{"$error":"#N/A"},{"$error":"#N/A"},{"$error":"#N/A"},{"$error":"#N/A"},{"$error":"#N/A"},{"$error":"#N/A"},{"$error":"#N/A"},{"$error":"#N/A"},{"$error":"#N/A"},{"$error":"#N/A"},{"$error":"#N/A"},{"$error":"#N/A"},{"$error":"#N/A"},{"$error":"#N/A"},{"$error":"#N/A"},{"$error":"#N/A"},{"$error":"#N/A"},{"$error":"#N/A"},{"$error":"#N/A"},{"$error":"#N/A"},{"$error":"#N/A"},{"$error":"#N/A"},{"$error":"#N/A"},{"$error":"#N/A"},{"$error":"#N/A"},{"$error":"#N/A"},{"$error":"#N/A"},{"$error":"#N/A"},1.6143036673140636,1.6036772216547499,1.5930101465614426,1.5826612903225805,1.5724460271533498,1.5621890547263677,1.552235526749423,1.5425764192139737,1.5328704708179641,1.5234501347708889,1.5139826422372225,1.5047923322683703,1.4958712682616977,1.4868988740397766,1.4780334728033473,1.4694259567387686,1.4609181141439205,1.4525082236842104,1.4443422263109471,1.4361215570688075,1.4281382656155239,1.4202432405266854,1.4125762271318603,1.4048518592165438,1.3973496835443031,1.3899272083415304,1.3827184656032874,1.3754502092864791,1.3683904706565946,1.3615340142609365,1.3546160483175145,1.3478965944863108,1.3412434741338395,1.3347817872662007,1.3282571912013532,1.3220434131736523,1.3157649688052888,1.3096672536843077,1.3036257957376138,1.2977590007347535,1.2918266593527148,1.2861824139814308,1.2804712279111916,1.2749255616710273,1.2695417789757406,1.26420327458173,1.2589094796863858,1.2537710736468497,1.2486744432661716,1.2437285450224451,1.2388216728037871,1.2340611353711786,1.2293370454149988,1.2246489859594381,1.220101891028408,1.2156930224554763,1.211315902271753,1.207073295745771,1.2029627107100287,1.1988800271508571,1.1948249619482494,1.1909979770734993,1.1871954293396065,1.1834170854271355,1.1797612089838856,1.1762257554316153,1.172808764940239,1.1695083595431217,1.1662264773852755,1.1630586879578562,1.1600032838026431,1.1569638909358877,1.154128889977946,1.1513077487166952,1.1486870986098687,1.1460783518533537,1.1435739721592744,1.1412648412890716,1.1389650169272929,1.1367658889782779,1.1347574686797299,1.1328469494107272,1.131033378692067,1.1293158567774932,1.1276935355147641,1.1262553802008606,1.1249104370671126,1.1237474153014151,1.122675989194343,1.1216956418194808,1.1209837366124549,1.1203615604186485,1.1199175715304748,1.1195626337057283,1.1194739344002533,1.1195626337057283,1.1197400744908468,1.1202727344802978,1.1208948119942881,1.1217846935535087,1.1229436541365332,1.124373358796849,1.1260758686643288,1.1280536484113042,1.1303999999999996,1.1331194867682435]
["R449A",58,1293,{"$error":"#N/A"},{"$error":"#N/A"},{"$error":"#N/A"},{"$error":"#N/A"},{"$error":"#N/A"},{"$error":"#N/A"},{"$error":"#N/A"},{"$error":"#N/A"},{"$error":"#N/A"},{"$error":"#N/A"},{"$error":"#N/A"},{"$error":"#N/A"},{"$error":"#N/A"},{"$error":"#N/A"},{"$error":"#N/A"},{"$error":"#N/A"},{"$error":"#N/A"},{"$error":"#N/A"},{"$error":"#N/A"},{"$error":"#N/A"},{"$error":"#N/A"},{"$error":"#N/A"},{"$error":"#N/A"},{"$error":"#N/A"},{"$error":"#N/A"},{"$error":"#N/A"},{"$error":"#N/A"},{"$error":"#N/A"},{"$error":"#N/A"},{"$error":"#N/A"},{"$error":"#N/A"},{"$error":"#N/A"},{"$error":"#N/A"},{"$error":"#N/A"},{"$error":"#N/A"},{"$error":"#N/A"},{"$error":"#N/A"},{"$error":"#N/A"},{"$error":"#N/A"},{"$error":"#N/A"},{"$error":"#N/A"},{"$error":"#N/A"},{"$error":"#N/A"},{"$error":"#N/A"},{"$error":"#N/A"},{"$error":"#N/A"},{"$error":"#N/A"},{"$error":"#N/A"},{"$error":"#N/A"},{"$error":"#N/A"},{"$error":"#N/A"},{"$error":"#N/A"},{"$error":"#N/A"},{"$error":"#N/A"},{"$error":"#N/A"},1.8103779628443302,1.7970240366272414,1.7836404948245383,1.7706766917293228,1.7578999751181885,1.7450907743608737,1.732679337829552,1.7206527033609349,1.7085852478839165,1.6968896361234529,1.6851520572450798,1.6737739872068225,1.6627441751000229,1.6516656925774398,1.6407338597306083,1.6301338255652973,1.6196698762035759,1.6093394077448744,1.5993208828522913,1.5892475537059942,1.5794768611670011,1.5698255749361172,1.5604638321369406,1.5510428100987919,1.5419030990833689,1.5328704708179646,1.5241074317765066,1.5152815013404823,1.5067178502879073,1.4984093319194058,1.4900347991142036,1.4819087572102774,1.4738708667987899,1.4660717991284498,1.4582043343653244,1.4507186858316214,1.4431620876314977,1.4358296921044604,1.4285714285714279,1.4215291750503012,1.4144144144144137,1.4076509264793782,1.4008129275304846,1.3941785890478535,1.3877430760164988,1.3813667025124641,1.3750486570650051,1.3689207517922879,1.3628472222222219,1.3569576490924804,1.3511187607573143,1.3454580079984759,1.3398444908021994,1.3342776203966,1.3288817831279971,1.3236533957845431,1.3184659886162169,1.3134411600669262,1.3085756621596589,1.3037460786122901,1.298952013237727,1.2944301942103329,1.2899397480372463,1.2854803493449778,1.2811678302656628,1.2769995481247169,1.2729729729729728,1.2690856834920059,1.265222063037249,1.2614945094188013,1.2579008279177417,1.2543275632490007,1.2509960159362543,1.2476821192052978,1.244604950233418,1.2415429224145504,1.2386044880785407,1.2358960902650218,1.2331995112585088,1.2306218428845141,1.2282684283727396,1.2260303687635574,1.2239064530099604,1.2218955378761669,1.2199965463650486,1.2183135023279872,1.2167398605011623,1.2153793222088416,1.2141261385117716,1.2129796549060003,1.212147207686368,1.2114197530864192,1.2109006770074555,1.2104857363145718,1.210382045571355,1.2104857363145718,1.2106931711078737,1.2113159022717526,1.212043232115285,1.2130837912087908,1.214439192092823,1.2161115414407435,1.2181034482758619,1.2204180342027979,1.2231648199445977,1.2263495920847072]
["R449A",59,1294,{"$error":"#N/A"},{"$error":"#N/A"},{"$error":"#N/A"},{"$error":"#N/A"},{"$error":"#N/A"},{"$error":"#N/A"},{"$error":"#N/A"},{"$error":"#N/A"},{"$error":"#N/A"},{"$error":"#N/A"},{"$error":"#N/A"},{"$error":"#N/A"},{"$error":"#N/A"},{"$error":"#N/A"},{"$error":"#N/A"},{"$error":"#N/A"},{"$error":"#N/A"},{"$error":"#N/A"},{"$error":"#N/A"},{"$error":"#N/A"},{"$error":"#N/A"},{"$error":"#N/A"},{"$error":"#N/A"},{"$error":"#N/A"},{"$error":"#N/A"},{"$error":"#N/A"},{"$error":"#N/A"},{"$error":"#N/A"},{"$error":"#N/A"},{"$error":"#N/A"},{"$error":"#N/A"},{"$error":"#N/A"},{"$error":"#N/A"},{"$error":"#N/A"},{"$error":"#N/A"},{"$error":"#N/A"},{"$error":"#N/A"},{"$error":"#N/A"},{"$error":"#N/A"},{"$error":"#N/A"},{"$error":"#N/A"},{"$error":"#N/A"},{"$error":"#N/A"},{"$error":"#N/A"},{"$error":"#N/A"},{"$error":"#N/A"},{"$error":"#N/A"},{"$error":"#N/A"},{"$error":"#N/A"},{"$error":"#N/A"},{"$error":"#N/A"},{"$error":"#N/A"},{"$error":"#N/A"},{"$error":"#N/A"},{"$error":"#N/A"},1.8572555205047321,1.8432037568484221,1.8291262135922328,1.8154953102916616,1.8020660630021685,1.7886075949367086,1.7755717516964062,1.7629444791016846,1.7502787068004453,1.7380073800738003,1.7256961406936979,1.7137659187386296,1.7022045536682326,1.6905958363244797,1.6791443850267382,1.6680439145319326,1.65708924592471,1.64627752534079,1.635795322991433,1.6252587991718426,1.6150417190536057,1.6049522944116306,1.5951682095281103,1.5853248064624705,1.5757778521244559,1.5663451945460594,1.5571963852766142,1.5479842243645927,1.539048033983226,1.5303801581284524,1.5216454878311432,1.5131719854358534,1.5047923322683707,1.4966634890371786,1.4884651848730641,1.4806664570889654,1.4727954971857409,1.4651596847781003,1.4576026408087475,1.4502719901467718,1.4428673542326149,1.4358296921044613,1.4287158746208293,1.421815254578386,1.4151226840260385,1.408492822966507,1.401924794126401,1.3955555555555554,1.3892439288172256,1.3831245105716525,1.3770587662021243,1.3711790393013097,1.3653493091119913,1.3595689406331182,1.3539670371789954,1.3485397976713116,1.3431558935361216,1.3379414828141272,1.3328931232902557,1.3278827177896817,1.3229098399026307,1.3182199832073886,1.3135632611322858,1.3089393237610005,1.3044682422451994,1.3001472211998526,1.2959735852517658,1.291944774618268,1.2879409351927811,1.2840785169029441,1.2803552011598403,1.2766534152511744,1.2732023788069919,1.2697699496764918,1.2665830046611688,1.2634120171673822,1.26036928017126,1.2575649697401208,1.2547731107361688,1.252104563579973,1.2496683470416556,1.2473516949152543,1.2451533309834328,1.2430720506730004,1.2411067193675884,1.2393649679852643,1.2377365101611775,1.2363286376760867,1.2350319028056991,1.2338456164862033,1.2329842931937169,1.2322316211738027,1.2316945606694563,1.2312652492157545,1.2311579681101334,1.2312652492157545,1.2314798675265817,1.2321241716079523,1.2328767123287667,1.2339533665182079,1.2353558314390627,1.2370863246366663,1.2391475927387532,1.2415429224145504,1.2443857331571992,1.2476821192052978]
["R450A",-40,1305,{"$error":"#N/A"},{"$error":"#N/A"},{"$error":"#N/A"},{"$error":"#N/A"},{"$error":"#N/A"},{"$error":"#N/A"},{"$error":"#N/A"},{"$error":"#N/A"},{"$error":"#N/A"},{"$error":"#N/A"},{"$error":"#N/A"},{"$error":"#N/A"},{"$error":"#N/A"},{"$error":"#N/A"},{"$error":"#N/A"},{"$error":"#N/A"},{"$error":"#N/A"},{"$error":"#N/A"},{"$error":"#N/A"},{"$error":"#N/A"},{"$error":"#N/A"},{"$error":"#N/A"},{"$error":"#N/A"},{"$error":"#N/A"},{"$error":"#N/A"},{"$error":"#N/A"},{"$error":"#N/A"},{"$error":"#N/A"},{"$error":"#N/A"},{"$error":"#N/A"},{"$error":"#N/A"},{"$error":"#N/A"},{"$error":"#N/A"},{"$error":"#N/A"},{"$error":"#N/A"},{"$error":"#N/A"},{"$error":"#N/A"},{"$error":"#N/A"},{"$error":"#N/A"},{"$error":"#N/A"},{"$error":"#N/A"},{"$error":"#N/A"},{"$error":"#N/A"},{"$error":"#N/A"},{"$error":"#N/A"},{"$error":"#N/A"},{"$error":"#N/A"},{"$error":"#N/A"},{"$error":"#N/A"},{"$error":"#N/A"},{"$error":"#N/A"},{"$error":"#N/A"},{"$error":"#N/A"},{"$error":"#N/A"},{"$error":"#N/A"},0.661544164728878,0.65944877166208349,0.65736661069410751,0.65526630774292915,0.65321043349290031,0.65113656287464872,0.6491064806723007,0.64705854653161365,0.6450537740410569,0.64303129284808447,0.64105135968574911,0.63908358177023494,0.63709830722224026,0.6351546863516393,0.63322288837378637,0.63130280573919995,0.62939433219891805,0.62749736278489909,0.62561179379077669,0.62373752275296079,0.62187444843207618,0.62002247079473516,0.61818149099563158,0.6163514113599563,0.61455962002048381,0.61275089074296218,0.61097994228571684,0.609219200978936,0.60744172476139524,0.6057012884541636,0.60397079701640788,0.60225016545334209,0.6005655569687196,0.59886424552518835,0.59719849972402217,0.59551618481327551,0.59386898664972487,0.59223087565349686,0.59060177683410631,0.58898161602393473,0.58737031986697508,0.58579278768475207,0.58419886825020939,0.58263830292442786,0.5810860528352314,0.57954205169948669,0.57803054841600021,0.57650272077734099,0.57500700921869174,0.57351903869510956,0.57203874926627007,0.57056608160909517,0.56910097700982798,0.56766682778307953,0.56623988857341834,0.5648201051459012,0.56343052554319517,0.56202477800818851,0.56064890183646066,0.55930251016562127,0.55793991416309008,0.55660648678864677,0.55527941776683998,0.55395866172682229,0.55264417372838748,0.55135803162654828,0.55007786197813457,0.54882554289434482,0.54757891297157502,0.54633793352974613,0.54510256623862963,0.54389430060837307,0.54269137957590996,0.54151510732962638,0.54034392314619295,0.53917779408360178,0.53801668748360421,0.53690252450855902,0.5357720755952915,0.53466718028334526,0.53356683273081684,0.53249163924960574,0.53142077031066892,0.53037467046985298,0.52933268102515108,0.52831508971859842,0.52732163895295503,0.52631175765375493,0.52534590401474224,0.52438358882770253,0.52342479268325193,0.52248936275385849,0.52157706746226051,0.52068768212322036,0.51980132475383112,0.51893757718351452,0.51807669540890766,0.51723813431403176,0.51642169113916436,0.51562716939784081,0.5148543787538733,0.51408390106662771,0.5133540801954638,0.51262632857180168,0.51191970821955068,0.51125307417838972]
["R450A",-36,1309,{"$error":"#N/A"},{"$error":"#N/A"},{"$error":"#N/A"},{"$error":"#N/A"},{"$error":"#N/A"},{"$error":"#N/A"},{"$error":"#N/A"},{"$error":"#N/A"},{"$error":"#N/A"},{"$error":"#N/A"},{"$error":"#N/A"},{"$error":"#N/A"},{"$error":"#N/A"},{"$error":"#N/A"},{"$error":"#N/A"},{"$error":"#N/A"},{"$error":"#N/A"},{"$error":"#N/A"},{"$error":"#N/A"},{"$error":"#N/A"},{"$error":"#N/A"},{"$error":"#N/A"},{"$error":"#N/A"},{"$error":"#N/A"},{"$error":"#N/A"},{"$error":"#N/A"},{"$error":"#N/A"},{"$error":"#N/A"},{"$error":"#N/A"},{"$error":"#N/A"},{"$error":"#N/A"},{"$error":"#N/A"},{"$error":"#N/A"},{"$error":"#N/A"},{"$error":"#N/A"},{"$error":"#N/A"},{"$error":"#N/A"},{"$error":"#N/A"},{"$error":"#N/A"},{"$error":"#N/A"},{"$error":"#N/A"},{"$error":"#N/A"},{"$error":"#N/A"},{"$error":"#N/A"},{"$error":"#N/A"},{"$error":"#N/A"},{"$error":"#N/A"},{"$error":"#N/A"},{"$error":"#N/A"},{"$error":"#N/A"},{"$error":"#N/A"},{"$error":"#N/A"},{"$error":"#N/A"},{"$error":"#N/A"},{"$error":"#N/A"},0.67759083198548264,0.67539272162475683,0.67320882652661285,0.67100624078288129,0.66885057583162166,0.66667637012886194,0.66454839146499534,0.66240202080581567,0.66030119845075974,0.65818213170348527,0.6561079491195233,0.65404679854539916,0.65196762224689464,0.64993236276262645,0.64790977074904998,0.64589972830940767,0.64390211900544503,0.64191682783492632,0.63994374120956399,0.63798274693335566,0.63603373418131659,0.63409659347860203,0.63217121668000842,0.63025749694984923,0.6283840638033219,0.62649317017124728,0.62464201616495896,0.62280176946227206,0.62094427272562946,0.61912571752980516,0.61731778320874064,0.61552037698999296,0.61376082043219204,0.61198403790996381,0.61024461300694577,0.60848810124788555,0.60676846446644461,0.60505851996019411,0.60335818601751101,0.60166738184270219,0.59998602754320551,0.59834009719053172,0.59667726191096515,0.59504941062350059,0.59343041735765611,0.59182021000766638,0.59024407006812651,0.5886510846841907,0.58709175738724728,0.58554066953023798,0.58399775597980375,0.5824629522872935,0.58093619467978963,0.57944185340428944,0.57795518018775871,0.57647611615945493,0.57502866564558375,0.57356452340006348,0.57213163899205566,0.57072960018607588,0.56931082771935926,0.56792256315302214,0.56654105268365884,0.56516624714147057,0.56379809783277668,0.56245957871814389,0.56112740013557549,0.55982432410410188,0.55852728617765901,0.55723624448481701,0.55595115754039859,0.55469437514633335,0.55344326209713146,0.552219971707819,0.55100207713467697,0.54978954275562952,0.54858233326147188,0.54742402753653219,0.54624888691006235,0.54510040383684677,0.54395673998068184,0.54283930913515477,0.54172645987415824,0.54063943469125986,0.53955676320914747,0.53849952189111661,0.53746743747604253,0.53641836025640011,0.53541509183999503,0.53441556926284017,0.53341977158562426,0.53244830899903905,0.53150093605433746,0.53057741464657771,0.52965709704277031,0.52876031276936331,0.5278665601278465,0.52699603439415199,0.52614852084147001,0.52532381141712414,0.52452170460965286,0.52372204351074048,0.52296462063086102,0.52220938540352368,0.5214761178283277,0.52078437912162867]
["R450A",-31,1314,{"$error":"#N/A"},{"$error":"#N/A"},{"$error":"#N/A"},{"$error":"#N/A"},{"$error":"#N/A"},{"$error":"#N/A"},{"$error":"#N/A"},{"$error":"#N/A"},{"$error":"#N/A"},{"$error":"#N/A"},{"$error":"#N/A"},{"$error":"#N/A"},{"$error":"#N/A"},{"$error":"#N/A"},{"$error":"#N/A"},{"$error":"#N/A"},{"$error":"#N/A"},{"$error":"#N/A"},{"$error":"#N/A"},{"$error":"#N/A"},{"$error":"#N/A"},{"$error":"#N/A"},{"$error":"#N/A"},{"$error":"#N/A"},{"$error":"#N/A"},{"$error":"#N/A"},{"$error":"#N/A"},{"$error":"#N/A"},{"$error":"#N/A"},{"$error":"#N/A"},{"$error":"#N/A"},{"$error":"#N/A"},{"$error":"#N/A"},{"$error":"#N/A"},{"$error":"#N/A"},{"$error":"#N/A"},{"$error":"#N/A"},{"$error":"#N/A"},{"$error":"#N/A"},{"$error":"#N/A"},{"$error":"#N/A"},{"$error":"#N/A"},{"$error":"#N/A"},{"$error":"#N/A"},{"$error":"#N/A"},{"$error":"#N/A"},{"$error":"#N/A"},{"$error":"#N/A"},{"$error":"#N/A"},{"$error":"#N/A"},{"$error":"#N/A"},{"$error":"#N/A"},{"$error":"#N/A"},{"$error":"#N/A"},{"$error":"#N/A"},0.69895672785907936,0.69661804890166434,0.69429496799098589,0.69195248334449566,0.68966036447955514,0.68734899681361383,0.68508722510008835,0.68280635848203419,0.68057433520056654,0.67832336984691943,0.67612051192473666,0.67393191526928331,0.67172460317848293,0.66956432758511464,0.66741790240087817,0.66528519485046689,0.66316607385028192,0.66106040998157434,0.65896807546409741,0.65688894413025911,0.65482289139976069,0.65276979425471371,0.65072953121522237,0.64870198231542375,0.64671746527794116,0.64471480249421731,0.64275456888527149,0.64080621919200875,0.63883994365228058,0.63691521857024325,0.63500205644360019,0.6331003533861953,0.63123900350509687,0.62935973948051815,0.62752028788937442,0.62566306807574801,0.6238451305938808,0.62203772696613435,0.62024076590097632,0.61845415715873853,0.61667781153651113,0.61493915946530131,0.61318291959141957,0.61146389110148935,0.6097544740917582,0.60805458817698677,0.60639091274166712,0.60470970325612916,0.60306425634071081,0.60142773982046016,0.59980008118973516,0.59818120872567071,0.59657105147764311,0.59499530187102445,0.59342785453006441,0.59186864401304251,0.59034296688047494,0.58879990401631721,0.58728998645142816,0.58581276671938887,0.58431811126750377,0.58285578550432027,0.58140076075872771,0.5799529824887204,0.57851239669421484,0.57710318643612213,0.57570082494354435,0.57432926650867488,0.57296422778465794,0.57160566239449562,0.57025352440001154,0.5689313233108233,0.56761523940136227,0.56632857030989192,0.56504772126341074,0.56377265286194311,0.56250332606034803,0.56128555264630553,0.5600502133660481,0.55884302696811083,0.55764103354936623,0.55646673389137946,0.5552973696015,0.55415525703431556,0.55301783292349671,0.55190723492105564,0.55082316816521881,0.54972135876109662,0.54866776072799006,0.54761819362912123,0.54657263437588244,0.54555271902903446,0.54455818303590886,0.54358876981442572,0.54262280192549939,0.54168161373106316,0.54074368489608948,0.53983020550555305,0.53894094437232065,0.53807567753834584,0.53723418812775381,0.536395326595699,0.53560083101737266,0.53480868553280425,0.53403963420558642,0.53331418613406401]
["R450A",-26,1319,{"$error":"#N/A"},{"$error":"#N/A"},{"$error":"#N/A"},{"$error":"#N/A"},{"$error":"#N/A"},{"$error":"#N/A"},{"$error":"#N/A"},{"$error":"#N/A"},{"$error":"#N/A"},{"$error":"#N/A"},{"$error":"#N/A"},{"$error":"#N/A"},{"$error":"#N/A"},{"$error":"#N/A"},{"$error":"#N/A"},{"$error":"#N/A"},{"$error":"#N/A"},{"$error":"#N/A"},{"$error":"#N/A"},{"$error":"#N/A"},{"$error":"#N/A"},{"$error":"#N/A"},{"$error":"#N/A"},{"$error":"#N/A"},{"$error":"#N/A"},{"$error":"#N/A"},{"$error":"#N/A"},{"$error":"#N/A"},{"$error":"#N/A"},{"$error":"#N/A"},{"$error":"#N/A"},{"$error":"#N/A"},{"$error":"#N/A"},{"$error":"#N/A"},{"$error":"#N/A"},{"$error":"#N/A"},{"$error":"#N/A"},{"$error":"#N/A"},{"$error":"#N/A"},{"$error":"#N/A"},{"$error":"#N/A"},{"$error":"#N/A"},{"$error":"#N/A"},{"$error":"#N/A"},{"$error":"#N/A"},{"$error":"#N/A"},{"$error":"#N/A"},{"$error":"#N/A"},{"$error":"#N/A"},{"$error":"#N/A"},{"$error":"#N/A"},{"$error":"#N/A"},{"$error":"#N/A"},{"$error":"#N/A"},{"$error":"#N/A"},0.72192625749981598,0.7194316170849957,0.71695415792714101,0.7144565533879621,0.71201318216676679,0.7095498249491371,0.7071398429378648,0.70471003343795513,0.7023327608766764,0.6999358184170581,0.69759059387342748,0.69526103279733642,0.69291203582306315,0.69061356600056278,0.68833029434748638,0.68606207061830959,0.68380874654139367,0.68157017578667511,0.67934621393398842,0.67713671844200896,0.67494154861779665,0.67276056558693353,0.67059363226423563,0.66844061332503113,0.66633368571123752,0.66420789064086083,0.66212752014186027,0.66006014084101106,0.657974123483274,0.65593255938287631,0.65390362523674905,0.65188720420517288,0.64991391868626669,0.647921990965588,0.64597260222454134,0.64400472423231225,0.64207880079249358,0.64016436211844496,0.63826130578573814,0.63636953058426882,0.63448893650031402,0.63264855109163054,0.63078985301003487,0.62897083325704439,0.62716227441601469,0.62536408650695396,0.62360448018588777,0.62182660717356475,0.62008682388830216,0.61835674877822677,0.61663630081045417,0.61492539985142614,0.61322396665446843,0.61155913978494625,0.60990332803664482,0.60825645838128795,0.60664523990322627,0.60501589482119422,0.60342177605635039,0.60186239641186468,0.60028483058696069,0.59874160123399767,0.59720628629046268,0.59567882502882807,0.59415915734126634,0.59267278561816361,0.59119383206842546,0.58974755148112856,0.58830832990820658,0.58687611579495846,0.58545085808749586,0.58405733036367025,0.58267042081517029,0.58131467395442893,0.57996522150189089,0.57862201972393223,0.57728502529114212,0.57600248157680733,0.57470158679704553,0.57343048391673768,0.57216499138067434,0.57092879282693054,0.56969792452673729,0.56849587105102017,0.56729887952175306,0.56613024167964465,0.56498963849873352,0.56383048566317062,0.56272216488934756,0.56161819281638792,0.56051854390001132,0.55944596894364418,0.55840018205609598,0.55738090602284518,0.55636534428167683,0.55537592252786783,0.55439001363684037,0.55342988787214842,0.55249529568811606,0.55158599539174202,0.55070175297974489,0.5498203410718715,0.5489856091538885,0.54815340795761891,0.54734552754851662,0.54658350503981723]
["R450A",-24,1321,{"$error":"#N/A"},{"$error":"#N/A"},{"$error":"#N/A"},{"$error":"#N/A"},{"$error":"#N/A"},{"$error":"#N/A"},{"$error":"#N/A"},{"$error":"#N/A"},{"$error":"#N/A"},{"$error":"#N/A"},{"$error":"#N/A"},{"$error":"#N/A"},{"$error":"#N/A"},{"$error":"#N/A"},{"$error":"#N/A"},{"$error":"#N/A"},{"$error":"#N/A"},{"$error":"#N/A"},{"$error":"#N/A"},{"$error":"#N/A"},{"$error":"#N/A"},{"$error":"#N/A"},{"$error":"#N/A"},{"$error":"#N/A"},{"$error":"#N/A"},{"$error":"#N/A"},{"$error":"#N/A"},{"$error":"#N/A"},{"$error":"#N/A"},{"$error":"#N/A"},{"$error":"#N/A"},{"$error":"#N/A"},{"$error":"#N/A"},{"$error":"#N/A"},{"$error":"#N/A"},{"$error":"#N/A"},{"$error":"#N/A"},{"$error":"#N/A"},{"$error":"#N/A"},{"$error":"#N/A"},{"$error":"#N/A"},{"$error":"#N/A"},{"$error":"#N/A"},{"$error":"#N/A"},{"$error":"#N/A"},{"$error":"#N/A"},{"$error":"#N/A"},{"$error":"#N/A"},{"$error":"#N/A"},{"$error":"#N/A"},{"$error":"#N/A"},{"$error":"#N/A"},{"$error":"#N/A"},{"$error":"#N/A"},{"$error":"#N/A"},0.73160862319573627,0.72904673730229896,0.72650273079586969,0.72393827479202766,0.72142973397245747,0.71890090457729705,0.7164270929462615,0.71393315287137149,0.71149335418295534,0.70903358634461489,0.70662710391393557,0.70423690158313634,0.70182696678567236,0.69946907339818476,0.69712697035650328,0.69480049957273382,0.69248950506226392,0.69019383290890002,0.68791333123069442,0.68564785014645047,0.68339724174288419,0.68116136004243322,0.67894006097169313,0.67673320233047196,0.67457375833951072,0.67239514775468667,0.67026325673507015,0.66814484170398569,0.66600749325074271,0.66391585213244497,0.66183730776085026,0.65977173751254381,0.65775050380787803,0.65571032501586657,0.65371386162636358,0.65169860895712095,0.64972646331487682,0.64776621772600629,0.6458177648059632,0.64388099845835933,0.64195581385570599,0.64007192133371205,0.63816941375354697,0.6363076467128812,0.63445671094612122,0.63261651220713688,0.63081591523626324,0.6289967453847175,0.62721666613413418,0.62544663380352206,0.62368656357372709,0.62193637157767523,0.62019597488705036,0.61849312910442056,0.61679960858070104,0.61511533692348319,0.61346762564233059,0.61180147729954271,0.61017144836344739,0.60857703431079457,0.60696411928141381,0.60538640138515021,0.60381686433565196,0.60225544466797276,0.60070207957193245,0.5991828333965612,0.59767125253904807,0.59619314557942371,0.59472233162662469,0.59325875683773777,0.59180236789856533,0.59037847638443119,0.58896142026239873,0.58757627459281025,0.58619762893062977,0.58482543762954387,0.58345965546964229,0.58214956003033402,0.58082078290972572,0.57952249809159506,0.57823000433430538,0.57696748810668508,0.57571047306214618,0.57448294026899227,0.5732606310414311,0.57206732750760825,0.57090270016494304,0.56971918288147461,0.56858761363683386,0.56746053049981626,0.56633790684543062,0.56524296685712405,0.5641754154024281,0.56313496633320892,0.56209834778020029,0.56108844870742636,0.56008217201504851,0.55910224641838469,0.5581484144295642,0.55722042668461758,0.55631804177344846,0.55541857485276813,0.55456677119529907,0.55371757623136775,0.55289322372841798,0.5521156867393392]
["R450A",-19,1326,{"$error":"#N/A"},{"$error":"#N/A"},{"$error":"#N/A"},{"$error":"#N/A"},{"$error":"#N/A"},{"$error":"#N/A"},{"$error":"#N/A"},{"$error":"#N/A"},{"$error":"#N/A"},{"$error":"#N/A"},{"$error":"#N/A"},{"$error":"#N/A"},{"$error":"#N/A"},{"$error":"#N/A"},{"$error":"#N/A"},{"$error":"#N/A"},{"$error":"#N/A"},{"$error":"#N/A"},{"$error":"#N/A"},{"$error":"#N/A"},{"$error":"#N/A"},{"$error":"#N/A"},{"$error":"#N/A"},{"$error":"#N/A"},{"$error":"#N/A"},{"$error":"#N/A"},{"$error":"#N/A"},{"$error":"#N/A"},{"$error":"#N/A"},{"$error":"#N/A"},{"$error":"#N/A"},{"$error":"#N/A"},{"$error":"#N/A"},{"$error":"#N/A"},{"$error":"#N/A"},{"$error":"#N/A"},{"$error":"#N/A"},{"$error":"#N/A"},{"$error":"#N/A"},{"$error":"#N/A"},{"$error":"#N/A"},{"$error":"#N/A"},{"$error":"#N/A"},{"$error":"#N/A"},{"$error":"#N/A"},{"$error":"#N/A"},{"$error":"#N/A"},{"$error":"#N/A"},{"$error":"#N/A"},{"$error":"#N/A"},{"$error":"#N/A"},{"$error":"#N/A"},{"$error":"#N/A"},{"$error":"#N/A"},{"$error":"#N/A"},0.75716332378223483,0.75441967717140668,0.75169584245076582,0.74895078214421962,0.7462662249497638,0.74356060606060603,0.7409144829073655,0.73824746145167353,0.73563895283473413,0.73300970873786409,0.73043801828620025,0.7278843097785781,0.72531010820797048,0.72279206775024973,0.72029145043769993,0.71780807605913388,0.7153417668801082,0.71289234760051878,0.71045964531306538,0.70804348946256501,0.70564371180609042,0.70326014637391887,0.70089262943126751,0.69854099944080128,0.69624037292257801,0.69391980608019399,0.69164946896864143,0.68939393939393945,0.687118711871187,0.68489258834670785,0.6826808426073131,0.68048333580943887,0.67833341560941895,0.67616376340911322,0.67404100853526927,0.67189868466089675,0.66980258347550559,0.66771951989892597,0.66564937266870117,0.66359202202153866,0.66154734967021334,0.65954689449937587,0.65752703608000762,0.65555078479080187,0.65358637747336368,0.65163370797173614,0.64972339117688771,0.64779370167829531,0.64590580050766189,0.64402887139107601,0.64216281895504246,0.64030754892823849,0.63846296812563874,0.63665848121206503,0.6348641655886158,0.63307993549873298,0.63133471169308508,0.62957023733162287,0.62784428401717984,0.62615629984051036,0.62444898886616673,0.62277918781725894,0.62111829317904432,0.61946623388332878,0.61782293961602441,0.61621597381048476,0.61461734579773675,0.61305434103685197,0.6114992657202617,0.60995205965909083,0.60841266327208321,0.6069078220926637,0.60541040666167323,0.6039469057665261,0.60249046345420265,0.60104102878138388,0.59959855129379935,0.59821506312581629,0.59681202223766505,0.59544134852883823,0.59407695633376567,0.59274437063238716,0.59141774984935858,0.59012239639252728,0.58883270483373329,0.58757376207987677,0.58634521015574992,0.58509687034277191,0.58390345472315475,0.58271489758704043,0.58153116932582838,0.58037675282986989,0.57925132788129152,0.57815458408717968,0.57706198555350241,0.57599765258215962,0.5749372384937238,0.57390469030614377,0.57289972899728991,0.57192208440855741,0.57097149505526457,0.57002406039990039,0.56912690523525511,0.56823256967992719,0.56736446591519052,0.56654572441659101]
["R450A",-17,1328,{"$error":"#N/A"},{"$error":"#N/A"},{"$error":"#N/A"},{"$error":"#N/A"},{"$error":"#N/A"},{"$error":"#N/A"},{"$error":"#N/A"},{"$error":"#N/A"},{"$error":"#N/A"},{"$error":"#N/A"},{"$error":"#N/A"},{"$error":"#N/A"},{"$error":"#N/A"},{"$error":"#N/A"},{"$error":"#N/A"},{"$error":"#N/A"},{"$error":"#N/A"},{"$error":"#N/A"},{"$error":"#N/A"},{"$error":"#N/A"},{"$error":"#N/A"},{"$error":"#N/A"},{"$error":"#N/A"},{"$error":"#N/A"},{"$error":"#N/A"},{"$error":"#N/A"},{"$error":"#N/A"},{"$error":"#N/A"},{"$error":"#N/A"},{"$error":"#N/A"},{"$error":"#N/A"},{"$error":"#N/A"},{"$error":"#N/A"},{"$error":"#N/A"},{"$error":"#N/A"},{"$error":"#N/A"},{"$error":"#N/A"},{"$error":"#N/A"},{"$error":"#N/A"},{"$error":"#N/A"},{"$error":"#N/A"},{"$error":"#N/A"},{"$error":"#N/A"},{"$error":"#N/A"},{"$error":"#N/A"},{"$error":"#N/A"},{"$error":"#N/A"},{"$error":"#N/A"},{"$error":"#N/A"},{"$error":"#N/A"},{"$error":"#N/A"},{"$error":"#N/A"},{"$error":"#N/A"},{"$error":"#N/A"},{"$error":"#N/A"},0.76796682445913689,0.76514447036812239,0.7623427851781166,0.75951955869266008,0.75675884060205867,0.75397674584492469,0.75125610282821331,0.74851424742750994,0.74583281316999284,0.74313033038230036,0.74048726336040349,0.73786293072433096,0.73521779375805929,0.73263061362679072,0.73006157785959824,0.72751049624888153,0.72497718123638111,0.72246144786721134,0.71996311374484545,0.71748199898703513,0.7150179261826336,0.71257072034931057,0.71014020889212748,0.70772622156296194,0.70536479695288146,0.70298311223889454,0.70065318151919509,0.69833864418322178,0.6960040926519675,0.69372011894364316,0.6914510861634301,0.68919684818208715,0.68699160571351436,0.6847663043749096,0.68258927906133415,0.68039236075006071,0.6782430144572722,0.67610720488887344,0.67398480456353582,0.67187568759565219,0.66977972967044752,0.66772925403451133,0.66565904653945451,0.66363368541029755,0.66162061178600484,0.65961971418559207,0.65766235755275504,0.65568529396326702,0.65375118346995764,0.65182844971941156,0.64991699262629643,0.64801671327583021,0.64612751390671785,0.64427950505680409,0.64244203715045789,0.64061502025669348,0.63882806361780953,0.63702151529621198,0.63525452250736214,0.63352651258431425,0.63177882913327532,0.63006965110254165,0.62836969594424641,0.62667888920813442,0.624997157243117,0.62335270394715947,0.62171688150685245,0.62011760617725775,0.61852653753876763,0.61694361258401531,0.61536876894897818,0.6138293642816619,0.61229764233547357,0.61080069521307567,0.60931104972130701,0.60782865256760166,0.60635345097675808,0.60493865206232089,0.60350393303087124,0.6021023850107573,0.60070733168085255,0.59934486864659986,0.59798857202539735,0.5966643073943646,0.59534589505517588,0.59405897789517825,0.59280318554597333,0.5915272259219877,0.5903074616478432,0.5890927174747167,0.58788296247491834,0.58670321553155969,0.58555314552110005,0.5844324315128212,0.58331599926984679,0.58222849322265857,0.58114503461663714,0.58009008894911707,0.57906336784704393,0.57806459212391725,0.57709349158151579,0.57612564830382329,0.57520919932855286,0.57429566133231913,0.57340894770006301,0.57257268102022185]
["R450A",-12,1333,{"$error":"#N/A"},{"$error":"#N/A"},{"$error":"#N/A"},{"$error":"#N/A"},{"$error":"#N/A"},{"$error":"#N/A"},{"$error":"#N/A"},{"$error":"#N/A"},{"$error":"#N/A"},{"$error":"#N/A"},{"$error":"#N/A"},{"$error":"#N/A"},{"$error":"#N/A"},{"$error":"#N/A"},{"$error":"#N/A"},{"$error":"#N/A"},{"$error":"#N/A"},{"$error":"#N/A"},{"$error":"#N/A"},{"$error":"#N/A"},{"$error":"#N/A"},{"$error":"#N/A"},{"$error":"#N/A"},{"$error":"#N/A"},{"$error":"#N/A"},{"$error":"#N/A"},{"$error":"#N/A"},{"$error":"#N/A"},{"$error":"#N/A"},{"$error":"#N/A"},{"$error":"#N/A"},{"$error":"#N/A"},{"$error":"#N/A"},{"$error":"#N/A"},{"$error":"#N/A"},{"$error":"#N/A"},{"$error":"#N/A"},{"$error":"#N/A"},{"$error":"#N/A"},{"$error":"#N/A"},{"$error":"#N/A"},{"$error":"#N/A"},{"$error":"#N/A"},{"$error":"#N/A"},{"$error":"#N/A"},{"$error":"#N/A"},{"$error":"#N/A"},{"$error":"#N/A"},{"$error":"#N/A"},{"$error":"#N/A"},{"$error":"#N/A"},{"$error":"#N/A"},{"$error":"#N/A"},{"$error":"#N/A"},{"$error":"#N/A"},0.79657509231830537,0.79353896085146203,0.79052588582507288,0.78749047228796898,0.78452306866646504,0.78153349144868933,0.77861072863367742,0.775665957290673,0.77278683546012339,0.76988587020467181,0.76704941917260705,0.76423379180316009,0.76139656786963006,0.7586222126527209,0.75586800226633888,0.75313371809417329,0.75041914467181103,0.74772406963013749,0.74504828363995201,0.74239158035776998,0.73975375637277863,0.73713461115492118,0.7345339470040787,0.7319515690003251,0.72942600368402333,0.72687935421416527,0.72438861095149476,0.72191487908543095,0.71942031717111421,0.71698034448033143,0.7145568665789569,0.71214971676746952,0.7097953933808907,0.70742016361118398,0.70509695660428673,0.70275301614577745,0.70046031268638065,0.69818252028595962,0.69591949395039787,0.69367109055938947,0.69143716883626616,0.6892521606532872,0.68704656476717618,0.6848891746539667,0.68274529094061942,0.68061478718714552,0.67853104275817111,0.67642671838772084,0.67436850035090135,0.67232276972908434,0.67028941322237445,0.6682683188973888,0.66625937616671749,0.66429458885864712,0.66234135572469044,0.66039957514502257,0.65850070206209765,0.65658134278792635,0.65470433245505788,0.6528690413406123,0.65101316618578586,0.64919848247905854,0.64739388742573645,0.64559929712790298,0.643814628615337,0.64206980015045956,0.64033440358635729,0.63863804313978845,0.63695064687040814,0.63527214391056896,0.63360246413766708,0.63197060216804402,0.63034712442256779,0.62876073597173998,0.62718231237248456,0.6256117937907768,0.62404912099041288,0.62255064085429124,0.62103127076167963,0.61954723140253665,0.61807026776597807,0.61662799933584933,0.61519244630889003,0.61379097783991665,0.61239588022158742,0.61103428035271989,0.60970577403481363,0.60835609706425342,0.60706601693829498,0.60578139672267017,0.60450220182921188,0.60325488078461331,0.60203907273452184,0.60085442802733813,0.5996744362641343,0.59852513927546269,0.59738023919555172,0.59626558357308057,0.59518085857470182,0.59412576043860066,0.59309999525209223,0.59207776595240458,0.59110990660799023,0.59014520638547341,0.58920891381624363,0.58832596195426456]
["R450A",-7,1338,{"$error":"#N/A"},{"$error":"#N/A"},{"$error":"#N/A"},{"$error":"#N/A"},{"$error":"#N/A"},{"$error":"#N/A"},{"$error":"#N/A"},{"$error":"#N/A"},{"$error":"#N/A"},{"$error":"#N/A"},{"$error":"#N/A"},{"$error":"#N/A"},{"$error":"#N/A"},{"$error":"#N/A"},{"$error":"#N/A"},{"$error":"#N/A"},{"$error":"#N/A"},{"$error":"#N/A"},{"$error":"#N/A"},{"$error":"#N/A"},{"$error":"#N/A"},{"$error":"#N/A"},{"$error":"#N/A"},{"$error":"#N/A"},{"$error":"#N/A"},{"$error":"#N/A"},{"$error":"#N/A"},{"$error":"#N/A"},{"$error":"#N/A"},{"$error":"#N/A"},{"$error":"#N/A"},{"$error":"#N/A"},{"$error":"#N/A"},{"$error":"#N/A"},{"$error":"#N/A"},{"$error":"#N/A"},{"$error":"#N/A"},{"$error":"#N/A"},{"$error":"#N/A"},{"$error":"#N/A"},{"$error":"#N/A"},{"$error":"#N/A"},{"$error":"#N/A"},{"$error":"#N/A"},{"$error":"#N/A"},{"$error":"#N/A"},{"$error":"#N/A"},{"$error":"#N/A"},{"$error":"#N/A"},{"$error":"#N/A"},{"$error":"#N/A"},{"$error":"#N/A"},{"$error":"#N/A"},{"$error":"#N/A"},{"$error":"#N/A"},0.82772122161315587,0.82444351112977754,0.82119165720432685,0.81791666666666663,0.81471599667971084,0.81149235221165772,0.80834166715689182,0.80516817063166546,0.80206630866215267,0.79894179894179918,0.79588763394150019,0.79285673071374985,0.78980342568111295,0.78681859825927625,0.78385624643468355,0.78091611729938626,0.77799796172573887,0.77510153429602902,0.77222659323367426,0.76937290033594641,0.76654022090817808,0.76372832369942212,0.76093698083951711,0.75816596777753276,0.75545659464511516,0.75272528074500156,0.7500545851528384,0.747402774000544,0.74472928296569296,0.74211492763015785,0.73951886335504002,0.73694089885230085,0.73442009620523796,0.73187749667110513,0.72939115664313392,0.7268831993228948,0.72443061999156466,0.72199453551912574,0.71957478005865105,0.71717118997912332,0.71478360382854778,0.71244879970964892,0.71009250167949978,0.70778819408674154,0.70549879344868316,0.70322415557830098,0.70099989796959494,0.69875413170607681,0.69655801693110975,0.69437566324725863,0.69220694171578256,0.69005172500376644,0.687909887359199,0.68581553204232393,0.68373389063044243,0.68166484770314517,0.67964190325452567,0.67759751467034879,0.67559860366783031,0.67364447494852453,0.6716687848274514,0.66973729102695334,0.66781687402799383,0.66590743881754311,0.66400889146612541,0.66215304548959142,0.6603075444497839,0.65850385776585052,0.65670999808831976,0.65492588532481766,0.65315144025097438,0.65141746468190009,0.64969267139479903,0.6480075453902383,0.64633113828786459,0.64466338259441713,0.6430042115114647,0.64141343415954821,0.63980071704614239,0.63822573153738982,0.63665848121206503,0.63512826438641101,0.6336053857149444,0.63211887018124946,0.63063931341502599,0.62919547598333259,0.62778691520467833,0.62635609444798979,0.62498862912762676,0.62362712172097667,0.62227153337560004,0.62094988476659596,0.61966178128523108,0.61840684068406837,0.61715697282730753,0.61593975525572642,0.61472732966492194,0.6135470619753528,0.61239860950173808,0.61128164064237744,0.61019583462853588,0.60911387916131043,0.60808956941186887,0.60706869891760551,0.60607798165137616,0.60514378825912718]
["R450A",-3,1342,{"$error":"#N/A"},{"$error":"#N/A"},{"$error":"#N/A"},{"$error":"#N/A"},{"$error":"#N/A"},{"$error":"#N/A"},{"$error":"#N/A"},{"$error":"#N/A"},{"$error":"#N/A"},{"$error":"#N/A"},{"$error":"#N/A"},{"$error":"#N/A"},{"$error":"#N/A"},{"$error":"#N/A"},{"$error":"#N/A"},{"$error":"#N/A"},{"$error":"#N/A"},{"$error":"#N/A"},{"$error":"#N/A"},{"$error":"#N/A"},{"$error":"#N/A"},{"$error":"#N/A"},{"$error":"#N/A"},{"$error":"#N/A"},{"$error":"#N/A"},{"$error":"#N/A"},{"$error":"#N/A"},{"$error":"#N/A"},{"$error":"#N/A"},{"$error":"#N/A"},{"$error":"#N/A"},{"$error":"#N/A"},{"$error":"#N/A"},{"$error":"#N/A"},{"$error":"#N/A"},{"$error":"#N/A"},{"$error":"#N/A"},{"$error":"#N/A"},{"$error":"#N/A"},{"$error":"#N/A"},{"$error":"#N/A"},{"$error":"#N/A"},{"$error":"#N/A"},{"$error":"#N/A"},{"$error":"#N/A"},{"$error":"#N/A"},{"$error":"#N/A"},{"$error":"#N/A"},{"$error":"#N/A"},{"$error":"#N/A"},{"$error":"#N/A"},{"$error":"#N/A"},{"$error":"#N/A"},{"$error":"#N/A"},{"$error":"#N/A"},0.85470989251592344,0.85121540253239836,0.84774937071220557,0.84425957556617781,0.84084984518229322,0.83741650821510394,0.83406171850341126,0.83068348063693187,0.82738231433422826,0.82405785976443502,0.82080904138392419,0.81758573910559995,0.81433939006033018,0.81116660173083499,0.8080184407672677,0.80489462153961489,0.80179486281786438,0.7987188876876038,0.79566642346755589,0.79263720162899887,0.78963095771701763,0.78664743127354331,0.78368636576212791,0.78074750849441477,0.77787464335854339,0.77497913235725402,0.77214848447386453,0.76933843948759295,0.76650601334315094,0.76373681343723243,0.76098755039652632,0.75825800968998658,0.75558952589382922,0.75289850307931694,0.75026754318911471,0.7476142286640769,0.74502000672312629,0.74244372642885692,0.739885202295954,0.73734425138711512,0.73482069326944677,0.73235338009252327,0.72986381116281029,0.72742961810077389,0.72501160778354645,0.72260961936915613,0.7202612460556248,0.7178905792861322,0.71557272897702406,0.7132697977658734,0.71098164207214842,0.70870812015184015,0.7064490920681924,0.70424051087034512,0.7020456960680127,0.69986451934928529,0.69773228122556319,0.6955777836272703,0.69347154652078236,0.69141281486177775,0.68933168788690558,0.68729742707374653,0.68527513739414903,0.68326471348728046,0.68126605122509876,0.67931262915393653,0.67737037730826488,0.67547240301236799,0.67358503514740342,0.67170818505338059,0.66984176505571846,0.66801816254897939,0.66620446237236841,0.66443271053344166,0.66267035754588677,0.66091732881851584,0.65917355054735238,0.65750186613585471,0.65580733839868655,0.65415266259794913,0.65250631564951456,0.6508990658809708,0.64929971459353186,0.6477387361057424,0.64618524509988329,0.64466943156867518,0.64319081811288237,0.64168900428695508,0.64025384636889726,0.63882509367823037,0.63740270342984895,0.63601607050285125,0.63466476989302922,0.63334839001096976,0.63203745952310852,0.6307608975065182,0.62948948178553099,0.6282519042785687,0.62704779636576025,0.6258768014283892,0.62473857457217152,0.62360448018588777,0.62253089775651471,0.62146100548148409,0.62042279594361516,0.61944389346701034]
["R450A",4,1349,{"$error":"#N/A"},{"$error":"#N/A"},{"$error":"#N/A"},{"$error":"#N/A"},{"$error":"#N/A"},{"$error":"#N/A"},{"$error":"#N/A"},{"$error":"#N/A"},{"$error":"#N/A"},{"$error":"#N/A"},{"$error":"#N/A"},{"$error":"#N/A"},{"$error":"#N/A"},{"$error":"#N/A"},{"$error":"#N/A"},{"$error":"#N/A"},{"$error":"#N/A"},{"$error":"#N/A"},{"$error":"#N/A"},{"$error":"#N/A"},{"$error":"#N/A"},{"$error":"#N/A"},{"$error":"#N/A"},{"$error":"#N/A"},{"$error":"#N/A"},{"$error":"#N/A"},{"$error":"#N/A"},{"$error":"#N/A"},{"$error":"#N/A"},{"$error":"#N/A"},{"$error":"#N/A"},{"$error":"#N/A"},{"$error":"#N/A"},{"$error":"#N/A"},{"$error":"#N/A"},{"$error":"#N/A"},{"$error":"#N/A"},{"$error":"#N/A"},{"$error":"#N/A"},{"$error":"#N/A"},{"$error":"#N/A"},{"$error":"#N/A"},{"$error":"#N/A"},{"$error":"#N/A"},{"$error":"#N/A"},{"$error":"#N/A"},{"$error":"#N/A"},{"$error":"#N/A"},{"$error":"#N/A"},{"$error":"#N/A"},{"$error":"#N/A"},{"$error":"#N/A"},{"$error":"#N/A"},{"$error":"#N/A"},{"$error":"#N/A"},0.90711645101663574,0.90318128039963197,0.89928010471204178,0.89535414087443776,0.89152014533186275,0.88766149870801025,0.88389296282001806,0.88009991673605326,0.87639517826391977,0.87266607392353623,0.86902352643561842,0.86541126086408848,0.86177485105048612,0.8582224720504652,0.85469925981215411,0.85120485659418943,0.84773891048183092,0.84430107526881715,0.84089101034208413,0.83750838056926924,0.8341528561889151,0.83082411270330736,0.82752183077386321,0.82424569611900911,0.82104445506692147,0.81781930722533036,0.8146676943143415,0.81154027876210721,0.80838922226144239,0.80530973451327437,0.80225361980382981,0.79922061304019076,0.7962565915280756,0.79326867567255499,0.79034855630967438,0.78740473325310878,0.78452754781615741,0.78167131236134013,0.77883579890041377,0.77602078274128872,0.77322604242867599,0.77049456095099234,0.76773941222482944,0.76504648961639099,0.76237239236573451,0.75971692375739475,0.75712160449611543,0.75450252580716004,0.75194265076064348,0.74940008726003482,0.74687466028916172,0.74436619718309849,0.74187452758881323,0.73943927245331764,0.73701995279982835,0.73461641272387057,0.73226751931787892,0.72989482630404756,0.72757598220904363,0.72531010820797048,0.72302025782688761,0.72078262694083095,0.71855880353501012,0.71634866020227295,0.71415207109817569,0.71200580340950304,0.70987239758226994,0.70778819408674154,0.7057161933131324,0.70365628840639072,0.70160837375542495,0.69960796293467731,0.69761892674011261,0.6956763872012961,0.69374463573484124,0.69182358272077327,0.68991313952904543,0.68808212318477724,0.68622652816620056,0.68441500224137075,0.6826130153999006,0.6808542265384997,0.67910447761194015,0.67739709144688187,0.67569826907946495,0.67404100853526927,0.672424761438708,0.67078350012204047,0.66921540934106072,0.66765463291385252,0.66610111978282993,0.66458696072741341,0.66311166875784178,0.66167477247556217,0.66024408994810679,0.65885116992711923,0.65746411483253586,0.65611421477343257,0.65480104836788178,0.65352420812327594,0.65228330010443358,0.65104709561262197,0.64987703367385541,0.64871116986120292,0.64757999905744845,0.64651359744048176]
["R450A",5,1350,{"$error":"#N/A"},{"$error":"#N/A"},{"$error":"#N/A"},{"$error":"#N/A"},{"$error":"#N/A"},{"$error":"#N/A"},{"$error":"#N/A"},{"$error":"#N/A"},{"$error":"#N/A"},{"$error":"#N/A"},{"$error":"#N/A"},{"$error":"#N/A"},{"$error":"#N/A"},{"$error":"#N/A"},{"$error":"#N/A"},{"$error":"#N/A"},{"$error":"#N/A"},{"$error":"#N/A"},{"$error":"#N/A"},{"$error":"#N/A"},{"$error":"#N/A"},{"$error":"#N/A"},{"$error":"#N/A"},{"$error":"#N/A"},{"$error":"#N/A"},{"$error":"#N/A"},{"$error":"#N/A"},{"$error":"#N/A"},{"$error":"#N/A"},{"$error":"#N/A"},{"$error":"#N/A"},{"$error":"#N/A"},{"$error":"#N/A"},{"$error":"#N/A"},{"$error":"#N/A"},{"$error":"#N/A"},{"$error":"#N/A"},{"$error":"#N/A"},{"$error":"#N/A"},{"$error":"#N/A"},{"$error":"#N/A"},{"$error":"#N/A"},{"$error":"#N/A"},{"$error":"#N/A"},{"$error":"#N/A"},{"$error":"#N/A"},{"$error":"#N/A"},{"$error":"#N/A"},{"$error":"#N/A"},{"$error":"#N/A"},{"$error":"#N/A"},{"$error":"#N/A"},{"$error":"#N/A"},{"$error":"#N/A"},{"$error":"#N/A"},0.91515151515151505,0.91114647569789819,0.90717633854888757,0.90318128039963186,0.89928010471204201,0.89535414087443799,0.89152014533186286,0.88766149870801037,0.88389296282001795,0.88009991673605348,0.87639517826391988,0.8727214988885359,0.86902352643561864,0.86541126086408859,0.86182890115403932,0.85827607745159273,0.85475242597661094,0.85125758889852565,0.84779121421520232,0.84435295563475488,0.84094247246022025,0.83755942947702067,0.83420349684312767,0.83087434998186005,0.8276215141841835,0.82434459175715413,0.82114258396079831,0.8179653550806596,0.81476430477319883,0.81163614884819857,0.80853192115328032,0.805451348182884,0.80244101845363236,0.79940659724242236,0.79644119863212193,0.79345189975747787,0.79053043378207333,0.78763040238450066,0.7847515705311251,0.78189370661204061,0.7790565823789547,0.77628382577255517,0.77348719392063037,0.77075387031635623,0.76803979654574928,0.76534476996769518,0.76271092362344584,0.76005310028209527,0.75745548756959369,0.75487556996099536,0.75231316725978647,0.74976810170786268,0.7472401979444232,0.74476964769647702,0.74231538004429798,0.73987723454662935,0.73749463288965211,0.7350880008559354,0.73273609555804398,0.73043801828620036,0.72811572700296734,0.72584649516665789,0.72359136387572398,0.72135020211034706,0.71912288046891348,0.71694667640613585,0.71478360382854766,0.71267050464187554,0.7105698624469956,0.70848156741428192,0.70640551100143933,0.70437769120360871,0.70236148026988343,0.70039247668076876,0.69843448205753789,0.6964874043286533,0.69455115244642129,0.69269546806472759,0.6908149414307978,0.68897914159647022,0.68715307296094408,0.68537084143847582,0.68359783095368376,0.68186780468439856,0.68014651289412464,0.67846738754752378,0.67682986897842567,0.67516705974842761,0.67357843137254914,0.67199726134585291,0.67042349726775952,0.66888964610816337,0.66739521103501864,0.66593971115634387,0.66449054596450507,0.66307966993195966,0.66167477247556217,0.66030754444978379,0.65897755610972564,0.65768439190159389,0.65642765012181714,0.65517570209316744,0.6539907667412308,0.65281010974393083,0.65166461159062883,0.65058472610198381]
["R450A",12,1357,{"$error":"#N/A"},{"$error":"#N/A"},{"$error":"#N/A"},{"$error":"#N/A"},{"$error":"#N/A"},{"$error":"#N/A"},{"$error":"#N/A"},{"$error":"#N/A"},{"$error":"#N/A"},{"$error":"#N/A"},{"$error":"#N/A"},{"$error":"#N/A"},{"$error":"#N/A"},{"$error":"#N/A"},{"$error":"#N/A"},{"$error":"#N/A"},{"$error":"#N/A"},{"$error":"#N/A"},{"$error":"#N/A"},{"$error":"#N/A"},{"$error":"#N/A"},{"$error":"#N/A"},{"$error":"#N/A"},{"$error":"#N/A"},{"$error":"#N/A"},{"$error":"#N/A"},{"$error":"#N/A"},{"$error":"#N/A"},{"$error":"#N/A"},{"$error":"#N/A"},{"$error":"#N/A"},{"$error":"#N/A"},{"$error":"#N/A"},{"$error":"#N/A"},{"$error":"#N/A"},{"$error":"#N/A"},{"$error":"#N/A"},{"$error":"#N/A"},{"$error":"#N/A"},{"$error":"#N/A"},{"$error":"#N/A"},{"$error":"#N/A"},{"$error":"#N/A"},{"$error":"#N/A"},{"$error":"#N/A"},{"$error":"#N/A"},{"$error":"#N/A"},{"$error":"#N/A"},{"$error":"#N/A"},{"$error":"#N/A"},{"$error":"#N/A"},{"$error":"#N/A"},{"$error":"#N/A"},{"$error":"#N/A"},{"$error":"#N/A"},0.97668633165114793,0.9721259285461622,0.96760791493556797,0.96306419960751322,0.95862983117064338,0.95416984931601978,0.94981682449713167,0.94543828264758512,0.94116438356164378,0.93686507124838092,0.93266815991312024,0.92850868301912282,0.92432396071572731,0.92023841414412,0.91618882517669042,0.91217472118959109,0.90819563780568402,0.9042511187154515,0.90034071550255534,0.8964639874739041,0.89262050149408856,0.88880983182406226,0.88503155996393146,0.8812852744997437,0.87762662068084563,0.87394263181326737,0.87034456549277928,0.86677600454172721,0.86318236070104903,0.85967217217217229,0.85619041684840169,0.85273675065160737,0.84936333292125121,0.84596441544049739,0.84264426319985286,0.83929880283410718,0.83603066439522988,0.83278787878787874,0.82957015213716501,0.82637719509261498,0.8232087227414332,0.82011339898537738,0.81699268684226167,0.81394384551593413,0.8109176748303335,0.80791392285983077,0.80497949619215003,0.80201949454269539,0.79912765338761271,0.7962565915280756,0.79340608580172067,0.79057591623036649,0.78776586596342368,0.78502056672760523,0.78229433532593229,0.77958697378872122,0.77694221418070786,0.77427170789429212,0.77166282922446228,0.76911451919847762,0.76654022090817808,0.7640255768696137,0.76152737752161381,0.75904546207810875,0.75657967184230812,0.75417124039517014,0.75177809388335715,0.74944095991273529,0.74711831230970005,0.74481001680307868,0.7425159407759645,0.74027583234565242,0.73804919969921579,0.73587532801370981,0.73371422469030334,0.73156577756481933,0.72942987578299179,0.72738341008946072,0.72531010820797048,0.72328666175386891,0.72127447378090392,0.71931110296812029,0.71735839206473495,0.71545350411329789,0.71355870592511816,0.71171077847412856,0.70990907212233934,0.7080799752653818,0.70633288783797687,0.70459440057430012,0.70286445012787724,0.70117875184977296,0.69953673064195887,0.69793783015034538,0.69634622206456198,0.69479698639834153,0.69325462892891387,0.69175392670157076,0.69029438360293371,0.68887552012834019,0.68749687296742878,0.68612373296050333,0.68482432095689016,0.68352982141968865,0.68227408142999013,0.68109045848822802]
["R450A",16,1361,{"$error":"#N/A"},{"$error":"#N/A"},{"$error":"#N/A"},{"$error":"#N/A"},{"$error":"#N/A"},{"$error":"#N/A"},{"$error":"#N/A"},{"$error":"#N/A"},{"$error":"#N/A"},{"$error":"#N/A"},{"$error":"#N/A"},{"$error":"#N/A"},{"$error":"#N/A"},{"$error":"#N/A"},{"$error":"#N/A"},{"$error":"#N/A"},{"$error":"#N/A"},{"$error":"#N/A"},{"$error":"#N/A"},{"$error":"#N/A"},{"$error":"#N/A"},{"$error":"#N/A"},{"$error":"#N/A"},{"$error":"#N/A"},{"$error":"#N/A"},{"$error":"#N/A"},{"$error":"#N/A"},{"$error":"#N/A"},{"$error":"#N/A"},{"$error":"#N/A"},{"$error":"#N/A"},{"$error":"#N/A"},{"$error":"#N/A"},{"$error":"#N/A"},{"$error":"#N/A"},{"$error":"#N/A"},{"$error":"#N/A"},{"$error":"#N/A"},{"$error":"#N/A"},{"$error":"#N/A"},{"$error":"#N/A"},{"$error":"#N/A"},{"$error":"#N/A"},{"$error":"#N/A"},{"$error":"#N/A"},{"$error":"#N/A"},{"$error":"#N/A"},{"$error":"#N/A"},{"$error":"#N/A"},{"$error":"#N/A"},{"$error":"#N/A"},{"$error":"#N/A"},{"$error":"#N/A"},{"$error":"#N/A"},{"$error":"#N/A"},1.0161958290193756,1.0112599352369738,1.0063717591914456,1.0014576197070182,0.99666352360919697,0.99184351089937905,0.98714080459770126,0.98241223993708438,0.97779833487511536,0.9731586402266289,0.96863104469194972,0.96414538310412545,0.9596340526573085,0.95523114355231131,0.9508684520102415,0.94654542949645226,0.94226153740656904,0.93801624684278784,0.93380903839619411,0.92963940193491645,0.9255068363979253,0.92141084959431374,0.91735095800787758,0.91332668660684613,0.90939774983454646,0.90544280442804437,0.90158126107210801,0.89775251535345613,0.89389799635701261,0.89013409341193228,0.88640175461230786,0.8827005845699234,0.8790864308105687,0.87544597349643194,0.87189086294416229,0.86830963665086891,0.86481213418087954,0.86134269416410691,0.85790098020852834,0.85448666127728368,0.85109941158253333,0.84779121421520209,0.84445673549655831,0.84119987756351378,0.83796804488352228,0.83476095012453666,0.83162863886703375,0.82846979380200159,0.82538443056222954,0.82232196289646908,0.81928213689482454,0.81626470238802407,0.81326941287878773,0.81034381081559237,0.80743918204254317,0.80455530183265989,0.80173872454635609,0.79889534883720925,0.79611819235225945,0.79340608580172067,0.79066689682950675,0.78799174217226742,0.78533462879350735,0.78269537480063789,0.78007380073800725,0.77751372149606734,0.77497039084090014,0.77248706993478755,0.77001961333706925,0.76756786951178624,0.76513168884681759,0.76275326117124598,0.76038957445631106,0.75808231269998894,0.75578901050547276,0.75350954156613281,0.75124378109452727,0.74907326646314876,0.74687466028916172,0.74472928296569296,0.74259619541720701,0.74051519724078463,0.73844582975064466,0.73642746127873937,0.73442009620523774,0.73246268656716407,0.73055452177149227,0.72861763614189501,0.72676786375416513,0.72492745977314688,0.72309635320738819,0.72131233595800526,0.71957478005865083,0.71788307820907993,0.71619931199833209,0.7145605824232969,0.71292933485524534,0.71134234094321058,0.70979905986879477,0.70829896907216494,0.70684156378600804,0.70539014373716624,0.70401680500051234,0.70264880343628555,0.70132190067881384,0.70007132667617678]
["R450A",21,1366,{"$error":"#N/A"},{"$error":"#N/A"},{"$error":"#N/A"},{"$error":"#N/A"},{"$error":"#N/A"},{"$error":"#N/A"},{"$error":"#N/A"},{"$error":"#N/A"},{"$error":"#N/A"},{"$error":"#N/A"},{"$error":"#N/A"},{"$error":"#N/A"},{"$error":"#N/A"},{"$error":"#N/A"},{"$error":"#N/A"},{"$error":"#N/A"},{"$error":"#N/A"},{"$error":"#N/A"},{"$error":"#N/A"},{"$error":"#N/A"},{"$error":"#N/A"},{"$error":"#N/A"},{"$error":"#N/A"},{"$error":"#N/A"},{"$error":"#N/A"},{"$error":"#N/A"},{"$error":"#N/A"},{"$error":"#N/A"},{"$error":"#N/A"},{"$error":"#N/A"},{"$error":"#N/A"},{"$error":"#N/A"},{"$error":"#N/A"},{"$error":"#N/A"},{"$error":"#N/A"},{"$error":"#N/A"},{"$error":"#N/A"},{"$error":"#N/A"},{"$error":"#N/A"},{"$error":"#N/A"},{"$error":"#N/A"},{"$error":"#N/A"},{"$error":"#N/A"},{"$error":"#N/A"},{"$error":"#N/A"},{"$error":"#N/A"},{"$error":"#N/A"},{"$error":"#N/A"},{"$error":"#N/A"},{"$error":"#N/A"},{"$error":"#N/A"},{"$error":"#N/A"},{"$error":"#N/A"},{"$error":"#N/A"},{"$error":"#N/A"},1.0710054559625877,1.0655241935483872,1.0600987501928714,1.0546473251976358,1.0493318060328369,1.0439902750341892,1.0387813728454796,1.0335464460323431,1.0284409849562157,1.0233095025320229,1.0183044315992293,1.0133480825958701,1.0083657444778749,1.0035054407361426,0.99869176538992677,0.99392405063291134,0.98920164135051447,0.98452389481980374,0.97989018041788478,0.97529987933849105,0.9707523843164958,0.96624709936010134,0.96178343949044576,0.95736083048839982,0.95304480510473011,0.94870201601767479,0.94446353701285302,0.94026276173532231,0.93603542234332415,0.93190912173618179,0.9278190411883861,0.92376470588235293,0.91980721601178128,0.91582244734737384,0.91193257233873104,0.9080155950571599,0.90419161676646687,0.90039971168337585,0.89663947797716148,0.89291052050165709,0.88921245065683052,0.88560195926785235,0.88196405648266996,0.87841206929617077,0.8748885776136508,0.87139323990107176,0.86798054450129491,0.86454007801686172,0.86118074705439962,0.85784742165064298,0.8545398009950248,0.85125758889852543,0.84800049370525787,0.84482016600061494,0.84166360406713225,0.83853054250320369,0.83547151456192603,0.83238429852192886,0.82936986962819892,0.82642689601250985,0.8234553844309942,0.82055416218798527,0.81767331151443012,0.81481261859582543,0.81197187259942083,0.80919851598845771,0.80644404014320092,0.80375526438933087,0.80108435842126757,0.79843114468332355,0.79579544796432489,0.79322288287248155,0.79066689682950675,0.78817253642308138,0.78569386471496372,0.78323073415412681,0.78078299903403592,0.77843870382959446,0.77606461086637291,0.77374852187623189,0.77144621603413421,0.76920062695924774,0.76696807323063176,0.76479100573273218,0.76262626262626254,0.76051582909010396,0.75845890599988952,0.75637144272582146,0.75437825967609118,0.75239555385205059,0.75042324285948325,0.74850201547009487,0.74663116713757871,0.74481001680307868,0.74299772899318695,0.74123422159887797,0.73947906576256595,0.73777181208053688,0.73611185514544375,0.73449861022022667,0.73293151269468737,0.73137108792846495,0.72989482630404756,0.72842451229855809,0.72699857150415326,0.72565483734685243]
["R450A",26,1371,{"$error":"#N/A"},{"$error":"#N/A"},{"$error":"#N/A"},{"$error":"#N/A"},{"$error":"#N/A"},{"$error":"#N/A"},{"$error":"#N/A"},{"$error":"#N/A"},{"$error":"#N/A"},{"$error":"#N/A"},{"$error":"#N/A"},{"$error":"#N/A"},{"$error":"#N/A"},{"$error":"#N/A"},{"$error":"#N/A"},{"$error":"#N/A"},{"$error":"#N/A"},{"$error":"#N/A"},{"$error":"#N/A"},{"$error":"#N/A"},{"$error":"#N/A"},{"$error":"#N/A"},{"$error":"#N/A"},{"$error":"#N/A"},{"$error":"#N/A"},{"$error":"#N/A"},{"$error":"#N/A"},{"$error":"#N/A"},{"$error":"#N/A"},{"$error":"#N/A"},{"$error":"#N/A"},{"$error":"#N/A"},{"$error":"#N/A"},{"$error":"#N/A"},{"$error":"#N/A"},{"$error":"#N/A"},{"$error":"#N/A"},{"$error":"#N/A"},{"$error":"#N/A"},{"$error":"#N/A"},{"$error":"#N/A"},{"$error":"#N/A"},{"$error":"#N/A"},{"$error":"#N/A"},{"$error":"#N/A"},{"$error":"#N/A"},{"$error":"#N/A"},{"$error":"#N/A"},{"$error":"#N/A"},{"$error":"#N/A"},{"$error":"#N/A"},{"$error":"#N/A"},{"$error":"#N/A"},{"$error":"#N/A"},{"$error":"#N/A"},1.1328112118713931,1.1266808789767138,1.1206165389006686,1.1145267256062938,1.1085921742638161,1.102632001283903,1.0968231162196682,1.0909884874950377,1.0853013190111365,1.0795883092394722,1.0740190714397373,1.0685069984447899,1.0629689796549857,1.0575694604787191,1.0522245194884756,1.0469333333333333,1.0416950951406259,1.0365090141057556,1.0313743150941979,1.0262902382552843,1.0212560386473428,1.0162709858738261,1.011334363730036,1.0064454698601042,1.0016766292462458,0.99688044109112028,0.99220160300382687,0.98756647980451351,0.98290414878397703,0.97835528657885373,0.97384833451452857,0.96938271604938264,0.96502563382259998,0.96064038031319898,0.95636135857461013,0.95205431996120016,0.9478512795750843,0.94368518645697397,0.93955555555555548,0.93546191027299341,0.93140378228156995,0.92744330453563695,0.92345430107526871,0.91956099846081774,0.91570038651206176,0.91187205521268833,0.90813561562355427,0.90437014611030664,0.90069480859989504,0.89704922313617963,0.89343302990897255,0.88984587488667255,0.88628740970072228,0.88281400578220381,0.87936772046589018,0.8759482373940205,0.87261065599796772,0.86924342105263164,0.86595664229896641,0.86274879136058269,0.8595108525677112,0.8563504923345383,0.85321328779882011,0.85009898539965356,0.84700733526474747,0.84398992690866648,0.84099394087765478,0.83807026103927795,0.83516683887436949,0.83228346456692903,0.82941993118850721,0.82662575948986328,0.82385035074045199,0.82114258396079842,0.81845255822264584,0.81578009973877941,0.81312503698443683,0.81058282208588961,0.80800893802187457,0.8054985638079607,0.80300374006545105,0.80057096247960857,0.7981528810408921,0.79579544796432489,0.79345189975747776,0.79116766467065858,0.78894183843371413,0.78668346023930835,0.78452754781615763,0.78238341968911918,0.78025097950144784,0.77817419866349535,0.77615228197017616,0.77418446109639971,0.77222659323367426,0.77032178495347015,0.76842635052007602,0.76658298465829844,0.76479100573273218,0.76304975566414934,0.76135859929078009,0.7596749226006192,0.75808231269998894,0.75649636643911033,0.75495851876270537,0.75350954156613281]
["R450A",28,1373,{"$error":"#N/A"},{"$error":"#N/A"},{"$error":"#N/A"},{"$error":"#N/A"},{"$error":"#N/A"},{"$error":"#N/A"},{"$error":"#N/A"},{"$error":"#N/A"},{"$error":"#N/A"},{"$error":"#N/A"},{"$error":"#N/A"},{"$error":"#N/A"},{"$error":"#N/A"},{"$error":"#N/A"},{"$error":"#N/A"},{"$error":"#N/A"},{"$error":"#N/A"},{"$error":"#N/A"},{"$error":"#N/A"},{"$error":"#N/A"},{"$error":"#N/A"},{"$error":"#N/A"},{"$error":"#N/A"},{"$error":"#N/A"},{"$error":"#N/A"},{"$error":"#N/A"},{"$error":"#N/A"},{"$error":"#N/A"},{"$error":"#N/A"},{"$error":"#N/A"},{"$error":"#N/A"},{"$error":"#N/A"},{"$error":"#N/A"},{"$error":"#N/A"},{"$error":"#N/A"},{"$error":"#N/A"},{"$error":"#N/A"},{"$error":"#N/A"},{"$error":"#N/A"},{"$error":"#N/A"},{"$error":"#N/A"},{"$error":"#N/A"},{"$error":"#N/A"},{"$error":"#N/A"},{"$error":"#N/A"},{"$error":"#N/A"},{"$error":"#N/A"},{"$error":"#N/A"},{"$error":"#N/A"},{"$error":"#N/A"},{"$error":"#N/A"},{"$error":"#N/A"},{"$error":"#N/A"},{"$error":"#N/A"},{"$error":"#N/A"},1.1598716974761543,1.1534458154956773,1.1470907421320644,1.1407106093308981,1.1344947159841481,1.1282535511946794,1.1221723152307068,1.1160656270305396,1.1101147196639198,1.1041382081157094,1.0983134841339621,1.0925498926612069,1.0867605188231575,1.0811172305271439,1.0755322479649345,1.0700046721694441,1.0645336225596529,1.0591182364729461,1.0537576687116563,1.0484510911033116,1.0431976920740966,1.037996676235081,1.0328472639807578,1.0277486910994766,1.0227763304800894,1.017776461002889,1.0128998968008256,1.0080698408040498,1.0032123822734906,0.99847405900305208,0.99378028494973591,0.98913043478260876,0.98459443966752669,0.98002995506739887,0.97557685481008172,0.97109540636042424,0.96672294920500901,0.96238969043283373,0.9580951052851765,0.95383867832847435,0.94961990324809975,0.94550333723250524,0.94135781324929779,0.93731241473396998,0.93330163689465462,0.92932503719734894,0.92544450431034486,0.92153443766346999,0.91771856007480135,0.91393415364150321,0.91018083062860167,0.90645820964443558,0.90276591551146435,0.89916241329668911,0.89558756436159825,0.89204102830433651,0.88857992757371951,0.88508856682769743,0.88168110362528074,0.8783559192022502,0.875,0.87172492545835201,0.86847427632410568,0.86524778036647576,0.86204516938519438,0.85891986498312289,0.85581714000996523,0.85278967293489749,0.84978354978354997,0.84679854563382007,0.84383443871284691,0.84094247246022025,0.83807026103927784,0.83526837274329846,0.83248515691263791,0.82972042751041608,0.82697400096292728,0.82434459175715413,0.82168271243197999,0.81908679065331447,0.81650721968031381,0.81399206208163033,0.81149235221165761,0.80905558172397551,0.80663340181978282,0.8042727538776705,0.80197268588770865,0.79963919925512106,0.79741179201485624,0.79519675925925937,0.79299399815327787,0.79084892086330949,0.78876069111991265,0.78672850108782777,0.78470675575352644,0.78273996012532043,0.78078299903403614,0.77887994558440088,0.77703008369147253,0.77523272214386474,0.77348719392063037,0.7717495085650099,0.77010592389172228,0.76846932498182441,0.76688246456077691,0.76538740043446774]
["R450A",33,1378,{"$error":"#N/A"},{"$error":"#N/A"},{"$error":"#N/A"},{"$error":"#N/A"},{"$error":"#N/A"},{"$error":"#N/A"},{"$error":"#N/A"},{"$error":"#N/A"},{"$error":"#N/A"},{"$error":"#N/A"},{"$error":"#N/A"},{"$error":"#N/A"},{"$error":"#N/A"},{"$error":"#N/A"},{"$error":"#N/A"},{"$error":"#N/A"},{"$error":"#N/A"},{"$error":"#N/A"},{"$error":"#N/A"},{"$error":"#N/A"},{"$error":"#N/A"},{"$error":"#N/A"},{"$error":"#N/A"},{"$error":"#N/A"},{"$error":"#N/A"},{"$error":"#N/A"},{"$error":"#N/A"},{"$error":"#N/A"},{"$error":"#N/A"},{"$error":"#N/A"},{"$error":"#N/A"},{"$error":"#N/A"},{"$error":"#N/A"},{"$error":"#N/A"},{"$error":"#N/A"},{"$error":"#N/A"},{"$error":"#N/A"},{"$error":"#N/A"},{"$error":"#N/A"},{"$error":"#N/A"},{"$error":"#N/A"},{"$error":"#N/A"},{"$error":"#N/A"},{"$error":"#N/A"},{"$error":"#N/A"},{"$error":"#N/A"},{"$error":"#N/A"},{"$error":"#N/A"},{"$error":"#N/A"},{"$error":"#N/A"},{"$error":"#N/A"},{"$error":"#N/A"},{"$error":"#N/A"},{"$error":"#N/A"},{"$error":"#N/A"},1.2343693855551561,1.2270941239507056,1.2199041193181817,1.2126908481157881,1.2056681582872686,1.1986217725052335,1.191760624457936,1.1848753988100371,1.1781702820886562,1.1714407502131288,1.164886402170227,1.15840499072669,1.1518987341772153,1.1455606502709461,1.1392919326755659,1.133091448833182,1.1269580907077827,1.1208907741251326,1.1148884381338739,1.108950044387055,1.1030745765433088,1.097261039686976,1.0915084597664626,1.0858158830501778,1.0802672955974841,1.0746910683560145,1.0692553108707492,1.0638742644781667,1.0584655677091355,1.0531923047443856,1.0479713239780351,1.0428018517113151,1.0377614983762555,1.032692018638208,1.0277486910994762,1.0227763304800894,1.0179272538706567,1.0131239401312393,1.0083657444778746,1.0036520341830399,0.9989821882951655,0.99442755825734519,0.98984296210920597,0.98537110075295786,0.98093946316390623,0.97654750906118959,0.97226349678058432,0.96794871794871784,0.96373965493056524,0.95956703910614516,0.9554303991099985,0.95132927166989734,0.9472632014338892,0.94329649207111976,0.93936286573694283,0.9354619102729933,0.93165638348362578,0.92781904118838621,0.92407531943510413,0.92042333712907765,0.91673894189071969,0.9131446039340777,0.90957834116634662,0.9060398259264143,0.90252873563218372,0.8991035791402211,0.89570432175216741,0.89238862189894796,0.8890973794888386,0.88583032490974711,0.8825871924979124,0.87942399999999987,0.87628340029334839,0.87322064056939508,0.87017921600911907,0.86715890445538302,0.86415948682472787,0.86128870502695254,0.85838330834582699,0.85555071290704199,0.85273675065160714,0.84999381417790421,0.84726846713528159,0.84461245313172273,0.84197303921568611,0.8394013439218081,0.83689627870150418,0.83435545570465708,0.83193073802748685,0.82952007244189552,0.82712333714560871,0.82478991596638651,0.82251885550101744,0.82030923526953603,0.81811145510835903,0.81597387173396674,0.8138474295190713,0.81177999645536714,0.80977075844186441,0.80781893004115224,0.80592375366568902,0.80403744880046801,0.80225361980382992,0.80047768845392053,0.79875603092483871,0.79713423831070873]
["R450A",35,1380,{"$error":"#N/A"},{"$error":"#N/A"},{"$error":"#N/A"},{"$error":"#N/A"},{"$error":"#N/A"},{"$error":"#N/A"},{"$error":"#N/A"},{"$error":"#N/A"},{"$error":"#N/A"},{"$error":"#N/A"},{"$error":"#N/A"},{"$error":"#N/A"},{"$error":"#N/A"},{"$error":"#N/A"},{"$error":"#N/A"},{"$error":"#N/A"},{"$error":"#N/A"},{"$error":"#N/A"},{"$error":"#N/A"},{"$error":"#N/A"},{"$error":"#N/A"},{"$error":"#N/A"},{"$error":"#N/A"},{"$error":"#N/A"},{"$error":"#N/A"},{"$error":"#N/A"},{"$error":"#N/A"},{"$error":"#N/A"},{"$error":"#N/A"},{"$error":"#N/A"},{"$error":"#N/A"},{"$error":"#N/A"},{"$error":"#N/A"},{"$error":"#N/A"},{"$error":"#N/A"},{"$error":"#N/A"},{"$error":"#N/A"},{"$error":"#N/A"},{"$error":"#N/A"},{"$error":"#N/A"},{"$error":"#N/A"},{"$error":"#N/A"},{"$error":"#N/A"},{"$error":"#N/A"},{"$error":"#N/A"},{"$error":"#N/A"},{"$error":"#N/A"},{"$error":"#N/A"},{"$error":"#N/A"},{"$error":"#N/A"},{"$error":"#N/A"},{"$error":"#N/A"},{"$error":"#N/A"},{"$error":"#N/A"},{"$error":"#N/A"},1.2672692059393156,1.2596021633513614,1.2520273348519362,1.2444303568194166,1.2370363701836515,1.2296196868008948,1.2224001423360915,1.2151574106827026,1.2081062071390891,1.2010313783760165,1.1941426957504129,1.187332584463838,1.1804982817869418,1.1738424739449855,1.1672612979952433,1.1607535056597398,1.1543178763440858,1.1479532163742692,1.1416583582585575,1.1354321599735582,1.1292735042735043,1.1231812980219065,1.1171544715447155,1.1111919780042054,1.1053817070227656,1.0995438905337283,1.0938544817704186,1.0882236477389722,1.0825651934136924,1.077049694309453,1.0715901115183653,1.0661855990068281,1.0609172328597902,1.0556195744027039,1.0504548581912698,1.0452609158679447,1.0401968205904615,1.035181557932801,1.030214424951267,1.0252947321295329,1.0204218030595575,1.0156700421317169,1.01088795703671,1.0062243702401874,1.0016036154238648,0.99702510520969378,0.99255995377058648,0.98806356511109517,0.98367814446273893,0.97933148029363548,0.97502306109416015,0.9707523843164958,0.9665189561792219,0.96238969043283384,0.95829555757026297,0.95423611111111106,0.95027662517289058,0.94628469113697411,0.94239078252520403,0.93859289617486352,0.93476190476190479,0.93102513720441782,0.92731812660278035,0.92364051892182575,0.91999196572040698,0.91643323996265169,0.91290193994153612,0.90945793897676896,0.90603982592641452,0.90264730999146015,0.89928010471204178,0.89599634846113707,0.8927364864864864,0.8895578429468507,0.88640175461230819,0.88326798225879022,0.88015629003330764,0.87717842323651463,0.87416502322030665,0.8712274917575451,0.86830963665086891,0.86546576809220899,0.86264046707263464,0.85988735919899861,0.85715176844863072,0.85448666127728368,0.85189088654680711,0.84925834363411612,0.84674636430860251,0.84424920127795533,0.84176672384219542,0.83935007024616703,0.83699823353840519,0.83471024176892228,0.83243472466226454,0.8302217388677422,0.828020488098825,0.82588051448491406,0.82380095923261387,0.82178099395969151,0.81981981981981977,0.81786798404856853,0.81602232911693096,0.81418498548320206,0.81240392574198894,0.81072629653666872]
["R450A",40,1385,{"$error":"#N/A"},{"$error":"#N/A"},{"$error":"#N/A"},{"$error":"#N/A"},{"$error":"#N/A"},{"$error":"#N/A"},{"$error":"#N/A"},{"$error":"#N/A"},{"$error":"#N/A"},{"$error":"#N/A"},{"$error":"#N/A"},{"$error":"#N/A"},{"$error":"#N/A"},{"$error":"#N/A"},{"$error":"#N/A"},{"$error":"#N/A"},{"$error":"#N/A"},{"$error":"#N/A"},{"$error":"#N/A"},{"$error":"#N/A"},{"$error":"#N/A"},{"$error":"#N/A"},{"$error":"#N/A"},{"$error":"#N/A"},{"$error":"#N/A"},{"$error":"#N/A"},{"$error":"#N/A"},{"$error":"#N/A"},{"$error":"#N/A"},{"$error":"#N/A"},{"$error":"#N/A"},{"$error":"#N/A"},{"$error":"#N/A"},{"$error":"#N/A"},{"$error":"#N/A"},{"$error":"#N/A"},{"$error":"#N/A"},{"$error":"#N/A"},{"$error":"#N/A"},{"$error":"#N/A"},{"$error":"#N/A"},{"$error":"#N/A"},{"$error":"#N/A"},{"$error":"#N/A"},{"$error":"#N/A"},{"$error":"#N/A"},{"$error":"#N/A"},{"$error":"#N/A"},{"$error":"#N/A"},{"$error":"#N/A"},{"$error":"#N/A"},{"$error":"#N/A"},{"$error":"#N/A"},{"$error":"#N/A"},{"$error":"#N/A"},1.3587461682982296,1.3499361430395913,1.3412396290873594,1.3325252133436769,1.3240508768548853,1.3155576831019624,1.30729711730568,1.299016827377576,1.2909620443442311,1.2828867519372609,1.2750301568154401,1.2672692059393151,1.2594867094408799,1.2519132653061222,1.2444303568194168,1.2370363701836513,1.2297297297297294,1.2225088967971529,1.2153723686538118,1.2083186774533943,1.2013463892288858,1.1944541029207232,1.187640449438202,1.1809040907528361,1.1743440731561403,1.167757287328971,1.1613421230561187,1.1549970580818694,1.1486249268578113,1.1424176920518789,1.1362771851484326,1.1302023359105116,1.1242840778923253,1.118336453161878,1.1125414946158203,1.1067171391752577,1.1010416666666663,1.095424107142857,1.0898635786802029,1.0843592171717171,1.0789101758793971,1.0735994999609342,1.0682577936717714,1.0630512146062199,1.0578951420432672,1.0527888446215139,1.0478114991612015,1.0428018517113151,1.0379182717727924,1.0330802195323658,1.0282870612886326,1.0235381750465546,1.018832950248387,1.0142456451136699,1.0096994635902712,1.0051938551572785,1.0008011653313909,0.99637444710318324,0.99205833513825703,0.98785046728971959,0.98360773085182518,0.97947109558771117,0.97536910846110147,0.97130133597229096,0.96726735182317303,0.9633342680874929,0.9594330400782014,0.95562973781208715,0.95185646993627049,0.94811288208100442,0.94439862542955311,0.9407777625633299,0.93718455872322992,0.93368213630495356,0.9302057947468183,0.92675524381196461,0.92333019755409207,0.92005356545028461,0.91673894189071969,0.91350884190932058,0.91030142431268624,0.90717633854888757,0.90407263635765489,0.90104918032786863,0.89804587935429048,0.89512083903328765,0.89227272727272711,0.88938511326860825,0.88663053297199645,0.88389296282001795,0.88117224573553909,0.87852439102359181,0.87594823739402028,0.87344266463259579,0.87095138492742596,0.8685291700903861,0.86612039079735259,0.86377923057581085,0.86150470219435715,0.85929585391782881,0.85715176844863061,0.85501835604505005,0.85300142777329435,0.85099399269214093,0.84904844290657433,0.84721622788088025]
["R450A",45,1390,{"$error":"#N/A"},{"$error":"#N/A"},{"$error":"#N/A"},{"$error":"#N/A"},{"$error":"#N/A"},{"$error":"#N/A"},{"$error":"#N/A"},{"$error":"#N/A"},{"$error":"#N/A"},{"$error":"#N/A"},{"$error":"#N/A"},{"$error":"#N/A"},{"$error":"#N/A"},{"$error":"#N/A"},{"$error":"#N/A"},{"$error":"#N/A"},{"$error":"#N/A"},{"$error":"#N/A"},{"$error":"#N/A"},{"$error":"#N/A"},{"$error":"#N/A"},{"$error":"#N/A"},{"$error":"#N/A"},{"$error":"#N/A"},{"$error":"#N/A"},{"$error":"#N/A"},{"$error":"#N/A"},{"$error":"#N/A"},{"$error":"#N/A"},{"$error":"#N/A"},{"$error":"#N/A"},{"$error":"#N/A"},{"$error":"#N/A"},{"$error":"#N/A"},{"$error":"#N/A"},{"$error":"#N/A"},{"$error":"#N/A"},{"$error":"#N/A"},{"$error":"#N/A"},{"$error":"#N/A"},{"$error":"#N/A"},{"$error":"#N/A"},{"$error":"#N/A"},{"$error":"#N/A"},{"$error":"#N/A"},{"$error":"#N/A"},{"$error":"#N/A"},{"$error":"#N/A"},{"$error":"#N/A"},{"$error":"#N/A"},{"$error":"#N/A"},{"$error":"#N/A"},{"$error":"#N/A"},{"$error":"#N/A"},{"$error":"#N/A"},1.4663323017820935,1.4560771431599029,1.4459644322845417,1.4358411703239287,1.4260066417600665,1.4161599505307636,1.4065922817074423,1.3970109800732007,1.3876994546556249,1.3783729561641092,1.3693074240159442,1.36036036036036,1.3513965381589301,1.3426812585499315,1.3340776699029129,1.3255836388192166,1.3171970858895703,1.308915983996952,1.3007383566830744,1.2926622765757292,1.2846858638743455,1.2768072848912844,1.269024750646472,1.2613365155131269,1.2538552787663106,1.2463492063492065,1.2390441839495039,1.231824294038548,1.2245789145352464,1.2175261385787703,1.2105541361994536,1.2036615276804485,1.1969512195121952,1.190212213079255,1.1836506159014557,1.1770601336302897,1.170642358153007,1.1642941874258599,1.1580144951963594,1.1518021793797151,1.1456561614140406,1.1396699013021478,1.133652338915931,1.1277905449770189,1.1219890585449497,1.1162469536961821,1.1106530876172001,1.1050261359067148,1.099543890533728,1.0941157735488494,1.088740987243483,1.0834187495072143,1.078148293448411,1.0730126503201627,1.0679257014066994,1.0628867574257426,1.0579765937788725,1.0530308835926125,1.0482111526432221,1.0435145808019441,1.0387813728454793,1.0341687363588472,1.0295968829611868,1.0250652741514361,1.0205733808674984,1.0161958290193758,1.011855670103093,1.0076263107721641,1.0034321600701039,0.99927278016144261,0.99514774044032428,0.9911281015579918,0.98714080459770104,0.9832558139534886,0.97940128296507489,0.97557685481008172,0.97178217821782176,0.9681533150144439,0.96448375096511541,0.96090909090909105,0.95736083048839959,0.95390489413398138,0.95047381891125393,0.94713261648745506,0.94381482244659654,0.94058457115476757,0.93744030563514791,0.93425346750067984,0.93121442125237208,0.92819508241015947,0.92519525989765683,0.92227666286327947,0.9194379391100701,0.91667778519012666,0.91393415364150321,0.91126732541945754,0.90861601534087155,0.9060398259264143,0.90353761178327185,0.90110826939471445,0.89875073582314069,0.89640550590384238,0.89418884622893213,0.89198312236286925,0.88984587488667277,0.88783355947535048]
["R450A",49,1394,{"$error":"#N/A"},{"$error":"#N/A"},{"$error":"#N/A"},{"$error":"#N/A"},{"$error":"#N/A"},{"$error":"#N/A"},{"$error":"#N/A"},{"$error":"#N/A"},{"$error":"#N/A"},{"$error":"#N/A"},{"$error":"#N/A"},{"$error":"#N/A"},{"$error":"#N/A"},{"$error":"#N/A"},{"$error":"#N/A"},{"$error":"#N/A"},{"$error":"#N/A"},{"$error":"#N/A"},{"$error":"#N/A"},{"$error":"#N/A"},{"$error":"#N/A"},{"$error":"#N/A"},{"$error":"#N/A"},{"$error":"#N/A"},{"$error":"#N/A"},{"$error":"#N/A"},{"$error":"#N/A"},{"$error":"#N/A"},{"$error":"#N/A"},{"$error":"#N/A"},{"$error":"#N/A"},{"$error":"#N/A"},{"$error":"#N/A"},{"$error":"#N/A"},{"$error":"#N/A"},{"$error":"#N/A"},{"$error":"#N/A"},{"$error":"#N/A"},{"$error":"#N/A"},{"$error":"#N/A"},{"$error":"#N/A"},{"$error":"#N/A"},{"$error":"#N/A"},{"$error":"#N/A"},{"$error":"#N/A"},{"$error":"#N/A"},{"$error":"#N/A"},{"$error":"#N/A"},{"$error":"#N/A"},{"$error":"#N/A"},{"$error":"#N/A"},{"$error":"#N/A"},{"$error":"#N/A"},{"$error":"#N/A"},{"$error":"#N/A"},1.567533652749258,1.5558197463768118,1.5442796133962684,1.5327384272169542,1.5215369283578783,1.5103319410859526,1.4994543867306855,1.4885711190553568,1.4780036570936856,1.4674284493806067,1.4571580063626721,1.4470303285593928,1.4368921886437311,1.4270433066777439,1.4173285198555958,1.407745108083188,1.3982904243411005,1.3889618922470433,1.379757003715232,1.3706733167082295,1.3617084530769989,1.3528600964851827,1.3441259904137726,1.3355039362425893,1.3271199536411047,1.318714011516315,1.3105388650453025,1.3024644549763034,1.2943669932177841,1.2864900290234995,1.2787083565978035,1.2710202571454998,1.2635402298850575,1.2560329067641678,1.2487277353689565,1.2413948866202908,1.2342585107338537,1.2272037152808786,1.2202291093153359,1.2133333333333334,1.2065150583896744,1.1998777506112466,1.1932094477249042,1.1867173331030312,1.1802954818759661,1.1739427595044851,1.1677572873289708,1.1615384615384614,1.1554826774302049,1.1494897105571356,1.1435585885486017,1.1376883589998341,1.1318780889621083,1.1262191623637408,1.1206165389006686,1.1150693824555706,1.1096664782362913,1.1042269366763098,1.0989283429302621,1.0937674122422989,1.0885684860968072,1.0835041791515534,1.0784867749784159,1.073515625,1.0685900925421881,1.0637919021444606,1.0590366088631984,1.0544045426642112,1.049812819925128,1.0452609158679442,1.0407483147769443,1.0363526661135829,1.0319939917386403,1.0277486910994764,1.0235381750465549,1.0193620178041543,1.0152198005171775,1.0112599352369738,1.007257000439818,1.0033588901058781,0.9994908350305497,0.99572463768115937,0.99198671671960692,0.98834783859598629,0.98473555969614435,0.98121965152813462,0.97779833487511536,0.97433170247465051,0.97102678255953645,0.96774420733854494,0.96448375096511529,0.96131243878550443,0.95822873082287285,0.95523114355231131,0.95225225225225218,0.94935746856432213,0.94648023143683702,0.94368518645697397,0.94097103334931154,0.93833652007648183,0.93578044129664917,0.9332382504754142,0.93083593009077359,0.92844594594594587,0.92613061939745223,0.92395104895104874]
["R450A",56,1401,{"$error":"#N/A"},{"$error":"#N/A"},{"$error":"#N/A"},{"$error":"#N/A"},{"$error":"#N/A"},{"$error":"#N/A"},{"$error":"#N/A"},{"$error":"#N/A"},{"$error":"#N/A"},{"$error":"#N/A"},{"$error":"#N/A"},{"$error":"#N/A"},{"$error":"#N/A"},{"$error":"#N/A"},{"$error":"#N/A"},{"$error":"#N/A"},{"$error":"#N/A"},{"$error":"#N/A"},{"$error":"#N/A"},{"$error":"#N/A"},{"$error":"#N/A"},{"$error":"#N/A"},{"$error":"#N/A"},{"$error":"#N/A"},{"$error":"#N/A"},{"$error":"#N/A"},{"$error":"#N/A"},{"$error":"#N/A"},{"$error":"#N/A"},{"$error":"#N/A"},{"$error":"#N/A"},{"$error":"#N/A"},{"$error":"#N/A"},{"$error":"#N/A"},{"$error":"#N/A"},{"$error":"#N/A"},{"$error":"#N/A"},{"$error":"#N/A"},{"$error":"#N/A"},{"$error":"#N/A"},{"$error":"#N/A"},{"$error":"#N/A"},{"$error":"#N/A"},{"$error":"#N/A"},{"$error":"#N/A"},{"$error":"#N/A"},{"$error":"#N/A"},{"$error":"#N/A"},{"$error":"#N/A"},{"$error":"#N/A"},{"$error":"#N/A"},{"$error":"#N/A"},{"$error":"#N/A"},{"$error":"#N/A"},{"$error":"#N/A"},1.7882613222280062,1.7730322580645168,1.7580603889457522,1.7431181022453377,1.7286451125927793,1.7141966067864272,1.7001979707993078,1.6862191679960734,1.672671941570298,1.6591403042743305,1.6460229995208435,1.6331114808652243,1.6202098809102705,1.6076986076986077,1.5953790781376993,1.5832469178476785,1.5712978845054313,1.5595278628986495,1.547932860200518,1.5365090014536513,1.5252525252525251,1.5141597796143256,1.5032272180286621,1.4924513956772028,1.4819887834339949,1.4715142428785613,1.4613421248537701,1.4513096746937053,1.4412628487518355,1.4315032815918327,1.4218749999999998,1.4123753725973893,1.4031451036454614,1.393893284641915,1.3849022374521265,1.3758886552518277,1.36712764899015,1.358477508650519,1.3499361430395913,1.3415015132285466,1.333171630930436,1.3250723240115716,1.3169446041786466,1.3090406782890349,1.3012310606060606,1.2935140732373154,1.2860084230229294,1.2784704131001117,1.2711378353376503,1.2638888888888888,1.2567221510883482,1.249636231356857,1.2426297703020437,1.2358125730731184,1.2290697674418607,1.2224001423360911,1.2159100964516412,1.2093821510297484,1.2030292418140431,1.1968469645501265,1.1906247292262369,1.1845689655172416,1.1785744918089029,1.1726403823178018,1.1667657298123459,1.1610477397549641,1.1553855208946442,1.149874476987448,1.1444157574748066,1.139008620689655,1.133652338915931,1.128438860146177,1.1232731137088203,1.1182454427083337,1.1132625779794216,1.1083239232134217,1.1034288926363125,1.098752598752599,1.0940286624203821,1.0894315388884488,1.0848728880467393,1.0804371756565498,1.0760375880971025,1.0717572732236174,1.067510876320696,1.0633802816901408,1.0593631948192119,1.0552952922202594,1.0514193893947512,1.047571853320119,1.0437523737181922,1.0400393581592493,1.0364308342133051,1.032924904156957,1.0294426131255618,1.0260603345280765,1.0227002083953558,1.0194376437421173,1.0162709858738259,1.0131986432679547,1.0102190854286133,1.0072570004398183,1.0044590643274856,1.001676629246246,0.9989821882951655,0.99644670050761419]
["R450A",57,1402,{"$error":"#N/A"},{"$error":"#N/A"},{"$error":"#N/A"},{"$error":"#N/A"},{"$error":"#N/A"},{"$error":"#N/A"},{"$error":"#N/A"},{"$error":"#N/A"},{"$error":"#N/A"},{"$error":"#N/A"},{"$error":"#N/A"},{"$error":"#N/A"},{"$error":"#N/A"},{"$error":"#N/A"},{"$error":"#N/A"},{"$error":"#N/A"},{"$error":"#N/A"},{"$error":"#N/A"},{"$error":"#N/A"},{"$error":"#N/A"},{"$error":"#N/A"},{"$error":"#N/A"},{"$error":"#N/A"},{"$error":"#N/A"},{"$error":"#N/A"},{"$error":"#N/A"},{"$error":"#N/A"},{"$error":"#N/A"},{"$error":"#N/A"},{"$error":"#N/A"},{"$error":"#N/A"},{"$error":"#N/A"},{"$error":"#N/A"},{"$error":"#N/A"},{"$error":"#N/A"},{"$error":"#N/A"},{"$error":"#N/A"},{"$error":"#N/A"},{"$error":"#N/A"},{"$error":"#N/A"},{"$error":"#N/A"},{"$error":"#N/A"},{"$error":"#N/A"},{"$error":"#N/A"},{"$error":"#N/A"},{"$error":"#N/A"},{"$error":"#N/A"},{"$error":"#N/A"},{"$error":"#N/A"},{"$error":"#N/A"},{"$error":"#N/A"},{"$error":"#N/A"},{"$error":"#N/A"},{"$error":"#N/A"},{"$error":"#N/A"},1.8255613126079444,1.8096931384169634,1.7940984462723593,1.7785399948226761,1.763475359342916,1.7484412775162232,1.7338801261829659,1.7193443443443446,1.7052618515760731,1.6912000000000005,1.6775729459162496,1.6641637398570905,1.6507688611244598,1.637783075089392,1.6250000000000004,1.6124149260736915,1.6000232883092682,1.5878206609660275,1.5758027522935776,1.5639653994992035,1.5523045639403523,1.5408163265306125,1.5294968833481744,1.5183425414364646,1.5075150850246846,1.4966779217950119,1.4861561756435213,1.4757813339061328,1.465394049269489,1.4553060792205044,1.4453560534343113,1.4355411617216882,1.4260066417600665,1.4164519121740025,1.407168458781362,1.3978636826042727,1.3888215079846367,1.3798955613577022,1.3710836160447017,1.3623835018837995,1.3537931034482762,1.3454420836189167,1.3370633453342413,1.3289168278529979,1.3208689801018936,1.3129180202560673,1.3051861702127658,1.2974223397224058,1.2898713977283394,1.2824078394773681,1.2750301568154401,1.2677368760955805,1.2605265571965871,1.2535121328224779,1.2465753424657535,1.2397149043666547,1.2330402010050248,1.2263275323516289,1.2197958277851753,1.21344048039562,1.2070449754040757,1.2008214629030851,1.1946617979481828,1.18856500302742,1.1825301204819274,1.1766569618085287,1.1708418541240628,1.165182735521072,1.1595780590717302,1.1540270429159316,1.148528920093614,1.143178036605657,1.1378767803908576,1.1327178303519909,1.1276054488757592,1.1225390082509599,1.1175178919973974,1.1127216778686535,1.1078771265016527,1.1031631342324986,1.098489087856743,1.0939415651620095,1.0894315388884481,1.0850442198357548,1.0806920959496658,1.0764590677634156,1.0723427501170593,1.0681747512437809,1.0642038413878565,1.0602623456790123,1.0563499384993849,1.0525469168900805,1.0488512327303257,1.0452609158679445,1.0416950951406261,1.0382319607102379,1.0347917764891934,1.0314517339738778,1.0282101167315174,1.0250652741514361,1.0220156191892895,1.0189840563589174,1.0161206832803373,1.0132733574220192,1.0105162523900575,1.0079219540820068]
["R513A",-43,1412,{"$error":"#N/A"},{"$error":"#N/A"},{"$error":"#N/A"},{"$error":"#N/A"},{"$error":"#N/A"},{"$error":"#N/A"},{"$error":"#N/A"},{"$error":"#N/A"},{"$error":"#N/A"},{"$error":"#N/A"},{"$error":"#N/A"},{"$error":"#N/A"},{"$error":"#N/A"},{"$error":"#N/A"},{"$error":"#N/A"},{"$error":"#N/A"},{"$error":"#N/A"},{"$error":"#N/A"},{"$error":"#N/A"},{"$error":"#N/A"},{"$error":"#N/A"},{"$error":"#N/A"},{"$error":"#N/A"},{"$error":"#N/A"},{"$error":"#N/A"},{"$error":"#N/A"},{"$error":"#N/A"},{"$error":"#N/A"},{"$error":"#N/A"},{"$error":"#N/A"},{"$error":"#N/A"},{"$error":"#N/A"},{"$error":"#N/A"},{"$error":"#N/A"},{"$error":"#N/A"},{"$error":"#N/A"},{"$error":"#N/A"},{"$error":"#N/A"},{"$error":"#N/A"},{"$error":"#N/A"},{"$error":"#N/A"},{"$error":"#N/A"},{"$error":"#N/A"},{"$error":"#N/A"},{"$error":"#N/A"},{"$error":"#N/A"},{"$error":"#N/A"},{"$error":"#N/A"},{"$error":"#N/A"},{"$error":"#N/A"},{"$error":"#N/A"},{"$error":"#N/A"},{"$error":"#N/A"},{"$error":"#N/A"},{"$error":"#N/A"},0.62238144392494987,0.62034113719121642,0.61831416391860383,0.61630039383098334,0.61433037988592443,0.6123424338371467,0.61036731210115225,0.60843498649571126,0.60648495128397295,0.60457709095198775,0.60265166733627973,0.60076781056765238,0.59886653553274771,0.59700623216261872,0.59515745059709302,0.59329146528521404,0.59146558439684938,0.58965090748712845,0.58784733174662351,0.58605475561993159,0.58427307878661205,0.5825022021424715,0.58076944869397706,0.57901971491517135,0.57730758760525303,0.57557862029593165,0.57388675301407188,0.57220480279868624,0.57053268270961277,0.56887030681996875,0.56721759020143148,0.56560045615906707,0.56396665719080419,0.56236798068746063,0.56075277641008814,0.55917224323537973,0.55760059477396773,0.5560628938778831,0.55450865123659931,0.55298793317388106,0.55147553331719268,0.5499713836028044,0.54847541670754218,0.54698756603874266,0.54553196018947259,0.54406001468519716,0.54261992782713808,0.54121125719414964,0.53978619200589806,0.53839217711789478,0.53700534385805598,0.53562563687194631,0.53425300137255249,0.53291047104086509,0.53157467111518319,0.53024555111049798,0.52894580670686087,0.52765241862141155,0.52636534034012628,0.52508452580171439,0.52383223740247342,0.52258590802488014,0.52136759382497311,0.52015494696956888,0.51894792800546796,0.51776829237491473,0.5165940075095129,0.51542503708545995,0.51428284720363937,0.51314570834967332,0.5120349016310185,0.5109288936520201,0.5098487863111818,0.50877323604596325,0.50772317116462617,0.50667743184570635,0.50565677826744715,0.50464022844201561,0.50362775766906343,0.50266042223475471,0.50169679566664493,0.50073685667527013,0.49980089232744684,0.49888865454191483,0.4979999028292873,0.49711431204229117,0.49625188616062427,0.49541240061543917,0.49457575050864905,0.49376174189508171,0.49297016528528143,0.49220081793371695,0.4914535037038813,0.4907280329386231,0.49000470085810577,0.48932242767575823,0.48866146487199452,0.48800228527899453,0.48738350345527159,0.48678555315460792,0.48622750703646311,0.4856707389302608,0.48515351361585307,0.48465648494018632,0.48419859228116585,0.48376058963729751]
["R513A",-38,1417,{"$error":"#N/A"},{"$error":"#N/A"},{"$error":"#N/A"},{"$error":"#N/A"},{"$error":"#N/A"},{"$error":"#N/A"},{"$error":"#N/A"},{"$error":"#N/A"},{"$error":"#N/A"},{"$error":"#N/A"},{"$error":"#N/A"},{"$error":"#N/A"},{"$error":"#N/A"},{"$error":"#N/A"},{"$error":"#N/A"},{"$error":"#N/A"},{"$error":"#N/A"},{"$error":"#N/A"},{"$error":"#N/A"},{"$error":"#N/A"},{"$error":"#N/A"},{"$error":"#N/A"},{"$error":"#N/A"},{"$error":"#N/A"},{"$error":"#N/A"},{"$error":"#N/A"},{"$error":"#N/A"},{"$error":"#N/A"},{"$error":"#N/A"},{"$error":"#N/A"},{"$error":"#N/A"},{"$error":"#N/A"},{"$error":"#N/A"},{"$error":"#N/A"},{"$error":"#N/A"},{"$error":"#N/A"},{"$error":"#N/A"},{"$error":"#N/A"},{"$error":"#N/A"},{"$error":"#N/A"},{"$error":"#N/A"},{"$error":"#N/A"},{"$error":"#N/A"},{"$error":"#N/A"},{"$error":"#N/A"},{"$error":"#N/A"},{"$error":"#N/A"},{"$error":"#N/A"},{"$error":"#N/A"},{"$error":"#N/A"},{"$error":"#N/A"},{"$error":"#N/A"},{"$error":"#N/A"},{"$error":"#N/A"},{"$error":"#N/A"},0.64186862045212589,0.63969876949000926,0.63754353955879928,0.6354027833741438,0.63330896209414167,0.63119650224767532,0.62909808815556623,0.62704554491787234,0.62497459452867765,0.6229488270329403,0.62090480469262688,0.61890529239501257,0.61688767628944574,0.61491391205231272,0.61295273785556248,0.61097368342622116,0.60903752265322497,0.60711359440863188,0.60520178313110751,0.60330197471036595,0.60141405646446766,0.59953791711753868,0.59770248994110453,0.59584940027515654,0.59403645355407653,0.592205991391347,0.59041511462693441,0.58863503670594086,0.58686566024772413,0.58510688903899766,0.58335862801639105,0.5816482872113039,0.57992060274024271,0.57823033311708461,0.57652286405309638,0.5748523143647648,0.57319141797304607,0.57156665024767883,0.56992465874023479,0.56831833219361638,0.56672103502612448,0.56513269131809163,0.56355322599858881,0.56198256483359832,0.56044616982885886,0.55889275620461831,0.55737318627140009,0.55588697868647974,0.55438368759803125,0.55291335892617932,0.55145080879451958,0.54999597563920266,0.5485487985443388,0.54713355396605101,0.54572559319928304,0.54432486015719039,0.54295526578322406,0.54159254627754205,0.54023665000570986,0.5388875258490764,0.5375686164819411,0.5362561473265669,0.53497333832061866,0.53369665202978289,0.53242604472378774,0.53118441168087471,0.52994855621332371,0.5287184380883605,0.52751664036231394,0.52632029371239808,0.52515178167348375,0.52398844669376077,0.52285247908590082,0.52172142620823048,0.5206172912663275,0.51951781988359425,0.51844483409765307,0.51737627135754494,0.51631210437060304,0.51529547796797626,0.51428284720363937,0.51327418856775631,0.51229081458404491,0.51133245755524892,0.51039885803442497,0.5094686614642876,0.50856287573700276,0.50768125871932246,0.50680269305886327,0.50594797374006617,0.50511687501026659,0.50430917842704737,0.50352467270896273,0.50276315359209967,0.50200393440481927,0.50128786149783178,0.5005942012470086,0.49990245805696454,0.49925314975970903,0.49862573881740574,0.49804023193288199,0.49745609848821876,0.4969134804951359,0.49639207709816457,0.49591175189897918,0.49545231170798121]
["R513A",-33,1422,{"$error":"#N/A"},{"$error":"#N/A"},{"$error":"#N/A"},{"$error":"#N/A"},{"$error":"#N/A"},{"$error":"#N/A"},{"$error":"#N/A"},{"$error":"#N/A"},{"$error":"#N/A"},{"$error":"#N/A"},{"$error":"#N/A"},{"$error":"#N/A"},{"$error":"#N/A"},{"$error":"#N/A"},{"$error":"#N/A"},{"$error":"#N/A"},{"$error":"#N/A"},{"$error":"#N/A"},{"$error":"#N/A"},{"$error":"#N/A"},{"$error":"#N/A"},{"$error":"#N/A"},{"$error":"#N/A"},{"$error":"#N/A"},{"$error":"#N/A"},{"$error":"#N/A"},{"$error":"#N/A"},{"$error":"#N/A"},{"$error":"#N/A"},{"$error":"#N/A"},{"$error":"#N/A"},{"$error":"#N/A"},{"$error":"#N/A"},{"$error":"#N/A"},{"$error":"#N/A"},{"$error":"#N/A"},{"$error":"#N/A"},{"$error":"#N/A"},{"$error":"#N/A"},{"$error":"#N/A"},{"$error":"#N/A"},{"$error":"#N/A"},{"$error":"#N/A"},{"$error":"#N/A"},{"$error":"#N/A"},{"$error":"#N/A"},{"$error":"#N/A"},{"$error":"#N/A"},{"$error":"#N/A"},{"$error":"#N/A"},{"$error":"#N/A"},{"$error":"#N/A"},{"$error":"#N/A"},{"$error":"#N/A"},{"$error":"#N/A"},0.6628512303165518,0.66053745193650248,0.6582397705258427,0.65595801868680403,0.65372677409753821,0.65147614961705902,0.64924096868863879,0.64705511015718709,0.64485011166916562,0.64269367025112079,0.6405182469588403,0.63839063278525177,0.63624419362514351,0.63414483249296261,0.6320592799662903,0.62995513490258737,0.62789700447185182,0.62585227850935221,0.62382082648651949,0.62180251956403043,0.61979723056456981,0.61780483394611541,0.61585603989545479,0.61388886116129815,0.61196465530966404,0.61002221869544515,0.60812213861229492,0.60623385840742861,0.60435726850168536,0.60249226066852157,0.60063872801320439,0.59882571737373547,0.59699464160907045,0.59520353057313746,0.59339450603525634,0.59162490019336034,0.58986581751565781,0.58814528623070594,0.58640680422594305,0.58470636331656867,0.58301575564529895,0.58133489616318967,0.57966370079927609,0.57800208644655593,0.57637697865999382,0.57473412705829574,0.57312731813691697,0.57155602643098113,0.56996691411571709,0.56841288032829307,0.56686729774820044,0.56533009762285591,0.56380121194341826,0.56230627862961846,0.56081925205861705,0.55934006966739735,0.55789397293080301,0.55645533428036309,0.55502409616807757,0.55360020163649615,0.55220838458844757,0.55082354837842917,0.54947018565838146,0.54812345701018705,0.54678331377360501,0.54547389707838856,0.5441707368868125,0.542873788464594,0.54160685506952833,0.54034582132564846,0.53911427469406359,0.53788832913518059,0.53669136319606248,0.53549971265869079,0.53433655383332168,0.53317843705026613,0.53204834286406377,0.53092302911012124,0.5298024655197664,0.52873207469307748,0.52766600029171784,0.52660421625879816,0.52556915293635065,0.52456052063697856,0.52357803866815378,0.52259923012210985,0.52164619664789313,0.52071867644319514,0.51979444876432601,0.51889538562786353,0.51802124308252118,0.51717178512563489,0.5163467835373533,0.51554601772137043,0.51474773176202748,0.51399486840895603,0.51326562121831731,0.51253844038302876,0.51185591464074365,0.51119644905491002,0.51058106615968324,0.50996716308998635,0.50939692373955325,0.50884900836498126,0.50834428546631294,0.50786153134703049]
["R513A",-29,1426,{"$error":"#N/A"},{"$error":"#N/A"},{"$error":"#N/A"},{"$error":"#N/A"},{"$error":"#N/A"},{"$error":"#N/A"},{"$error":"#N/A"},{"$error":"#N/A"},{"$error":"#N/A"},{"$error":"#N/A"},{"$error":"#N/A"},{"$error":"#N/A"},{"$error":"#N/A"},{"$error":"#N/A"},{"$error":"#N/A"},{"$error":"#N/A"},{"$error":"#N/A"},{"$error":"#N/A"},{"$error":"#N/A"},{"$error":"#N/A"},{"$error":"#N/A"},{"$error":"#N/A"},{"$error":"#N/A"},{"$error":"#N/A"},{"$error":"#N/A"},{"$error":"#N/A"},{"$error":"#N/A"},{"$error":"#N/A"},{"$error":"#N/A"},{"$error":"#N/A"},{"$error":"#N/A"},{"$error":"#N/A"},{"$error":"#N/A"},{"$error":"#N/A"},{"$error":"#N/A"},{"$error":"#N/A"},{"$error":"#N/A"},{"$error":"#N/A"},{"$error":"#N/A"},{"$error":"#N/A"},{"$error":"#N/A"},{"$error":"#N/A"},{"$error":"#N/A"},{"$error":"#N/A"},{"$error":"#N/A"},{"$error":"#N/A"},{"$error":"#N/A"},{"$error":"#N/A"},{"$error":"#N/A"},{"$error":"#N/A"},{"$error":"#N/A"},{"$error":"#N/A"},{"$error":"#N/A"},{"$error":"#N/A"},{"$error":"#N/A"},0.68082939411719112,0.67838863395693605,0.67596531143865202,0.67355924035660297,0.67120686268089835,0.66883448793379063,0.66647882439637607,0.66417555833945308,0.66185254140614058,0.65958108557394268,0.65729004125430179,0.6550497411754681,0.65279001390495794,0.65058023293945899,0.64838536230508903,0.64617130369000575,0.6440060316662477,0.64185522250981042,0.63971873179662153,0.63759641701915892,0.63548813755476563,0.63339375463458847,0.6313455359251009,0.62927832519875992,0.62725659384370591,0.62521602992904046,0.62322027543296066,0.62123722170592743,0.61926674789298264,0.61730873466765701,0.61536306420788267,0.61346021486069957,0.61153869100888969,0.60965938379793005,0.6077615598225139,0.60590536053831978,0.60406046497922616,0.60225625758940804,0.60043348368578287,0.59865084541180369,0.59687876082146041,0.59511713647051989,0.59336588001466517,0.59162490019336023,0.58992239882591047,0.58820153793182595,0.58651865415426874,0.58487318237582142,0.58320926307005139,0.58158228207213503,0.57996435341047337,0.57835540174541067,0.57675535257101596,0.57519102889048912,0.57363516803313086,0.57208770150975341,0.57057502829681039,0.5690703333919368,0.56757355384104247,0.56608462735063181,0.56462941030655234,0.56318165584564228,0.56176696262194459,0.56035935891244726,0.55895879155835893,0.55759048378907661,0.55622885878118045,0.55487386769641622,0.55355037308395061,0.55223317709175146,0.55094691200974677,0.54966662495754615,0.54841672537252195,0.54717249724189465,0.54595813433233309,0.54474914965986387,0.54356952828771166,0.54239500467429846,0.54122554584576388,0.54010854864489832,0.5389961525315291,0.53788832913518048,0.53680847720964331,0.53575628751382953,0.53473146046899867,0.53371054664109485,0.53271659477158151,0.53174932558622123,0.53078556263269627,0.52984811020840694,0.52893670820754957,0.52805110504353203,0.52719105746811135,0.5263563303977199,0.52552424247603091,0.52473955000383943,0.52397951793884345,0.52322168434844019,0.5225104289683179,0.52182324192234597,0.52118202388115353,0.52054237976740636,0.51994825880741624,0.51937742270566079,0.51885160843998612,0.51834870117829501]
["R513A",-26,1429,{"$error":"#N/A"},{"$error":"#N/A"},{"$error":"#N/A"},{"$error":"#N/A"},{"$error":"#N/A"},{"$error":"#N/A"},{"$error":"#N/A"},{"$error":"#N/A"},{"$error":"#N/A"},{"$error":"#N/A"},{"$error":"#N/A"},{"$error":"#N/A"},{"$error":"#N/A"},{"$error":"#N/A"},{"$error":"#N/A"},{"$error":"#N/A"},{"$error":"#N/A"},{"$error":"#N/A"},{"$error":"#N/A"},{"$error":"#N/A"},{"$error":"#N/A"},{"$error":"#N/A"},{"$error":"#N/A"},{"$error":"#N/A"},{"$error":"#N/A"},{"$error":"#N/A"},{"$error":"#N/A"},{"$error":"#N/A"},{"$error":"#N/A"},{"$error":"#N/A"},{"$error":"#N/A"},{"$error":"#N/A"},{"$error":"#N/A"},{"$error":"#N/A"},{"$error":"#N/A"},{"$error":"#N/A"},{"$error":"#N/A"},{"$error":"#N/A"},{"$error":"#N/A"},{"$error":"#N/A"},{"$error":"#N/A"},{"$error":"#N/A"},{"$error":"#N/A"},{"$error":"#N/A"},{"$error":"#N/A"},{"$error":"#N/A"},{"$error":"#N/A"},{"$error":"#N/A"},{"$error":"#N/A"},{"$error":"#N/A"},{"$error":"#N/A"},{"$error":"#N/A"},{"$error":"#N/A"},{"$error":"#N/A"},{"$error":"#N/A"},0.69508411648027479,0.6925402714983081,0.6900149783739209,0.68750803490081436,0.68505739444268077,0.68258628057070858,0.68013293004583986,0.67773449337969116,0.67531583368563208,0.67295119188957031,0.67056649239206878,0.66823493619171292,0.66588348663090025,0.66358432646190868,0.66130098872562471,0.65899800157516586,0.656746063528168,0.65450946378114905,0.65228804615865987,0.65008165659832873,0.6478901431152454,0.64571335576706024,0.64358481977008852,0.64143681847338041,0.63933633769433473,0.63721655519694131,0.63514357859514503,0.63308404576734412,0.63103782635685957,0.62900479168690904,0.62698481473363343,0.62500952758426198,0.62301508912154879,0.62106469676389953,0.61909531551211261,0.61716935026618569,0.61525533096234941,0.61338373386127554,0.6114930871452221,0.60964427504374086,0.60780660878502923,0.60597998788040019,0.60416431304552842,0.60235948618246093,0.60059473527444251,0.59881114080824893,0.59706708995325408,0.59536198492717707,0.59363793877324467,0.59195233580541606,0.59027627809211192,0.58860968478276465,0.58695247593733446,0.58533242598875967,0.58372129443756315,0.58211900784204229,0.58055289403257704,0.57899518445468545,0.57744581163999309,0.57590470884037137,0.57439863265105973,0.57290041314037909,0.57143653570084607,0.56998012020556355,0.56853110974499299,0.56711559475671658,0.56570711089239145,0.56430560589447021,0.56293679089415416,0.56157460039173246,0.56024450345484111,0.55892069233460728,0.55762840187326868,0.55634207348238474,0.55508671537590193,0.55383700982047568,0.5526177457688799,0.55140383830866968,0.55019525221755528,0.54904096381239753,0.54789150857249769,0.54674685620557684,0.54563117993851673,0.54454415456199623,0.54348546507774498,0.5424308841623412,0.54140421767090552,0.54040517207291516,0.5394098067334131,0.53844167100776152,0.53750049161630331,0.53658600426651315,0.53569795345960702,0.5348360923048826,0.53397699991751568,0.53316688123382616,0.53238225911866932,0.53159994295025004,0.53086574275886167,0.53015641769429378,0.52949456945203766,0.52883437165447766,0.52822118295778098,0.52763204742682857,0.52708939521848497,0.5265703998938297]
["R513A",-21,1434,{"$error":"#N/A"},{"$error":"#N/A"},{"$error":"#N/A"},{"$error":"#N/A"},{"$error":"#N/A"},{"$error":"#N/A"},{"$error":"#N/A"},{"$error":"#N/A"},{"$error":"#N/A"},{"$error":"#N/A"},{"$error":"#N/A"},{"$error":"#N/A"},{"$error":"#N/A"},{"$error":"#N/A"},{"$error":"#N/A"},{"$error":"#N/A"},{"$error":"#N/A"},{"$error":"#N/A"},{"$error":"#N/A"},{"$error":"#N/A"},{"$error":"#N/A"},{"$error":"#N/A"},{"$error":"#N/A"},{"$error":"#N/A"},{"$error":"#N/A"},{"$error":"#N/A"},{"$error":"#N/A"},{"$error":"#N/A"},{"$error":"#N/A"},{"$error":"#N/A"},{"$error":"#N/A"},{"$error":"#N/A"},{"$error":"#N/A"},{"$error":"#N/A"},{"$error":"#N/A"},{"$error":"#N/A"},{"$error":"#N/A"},{"$error":"#N/A"},{"$error":"#N/A"},{"$error":"#N/A"},{"$error":"#N/A"},{"$error":"#N/A"},{"$error":"#N/A"},{"$error":"#N/A"},{"$error":"#N/A"},{"$error":"#N/A"},{"$error":"#N/A"},{"$error":"#N/A"},{"$error":"#N/A"},{"$error":"#N/A"},{"$error":"#N/A"},{"$error":"#N/A"},{"$error":"#N/A"},{"$error":"#N/A"},{"$error":"#N/A"},0.72045265513161438,0.71772010083092164,0.71500819643542279,0.71231670874933406,0.70968635325070983,0.70703470793143486,0.70440280386677057,0.7018304651481263,0.6992370925380601,0.69670227589410128,0.69414659473125817,0.69164848512112298,0.68912967963873917,0.68666748545716427,0.68422282300323767,0.68175771550195108,0.67934782608695654,0.67695491370200789,0.67457879957879974,0.67221930745015746,0.66987626350644824,0.6675494963529004,0.66527481799595434,0.66297985188059916,0.6607361567717398,0.65847234416154521,0.6562590035534025,0.65406049261921984,0.6518766628154713,0.64970736757590497,0.64755246227875296,0.64544567236547978,0.64331889788489305,0.64123952120782424,0.63914033027446671,0.63708783524805002,0.63504848053034302,0.63305472063243717,0.63104106384288616,0.62907234843447946,0.62711587877799091,0.6251715409716081,0.62323922252173736,0.6213188123213077,0.61944139480072125,0.61754428244366799,0.61568957232099963,0.61387660581136527,0.61204382830926618,0.6102522375915379,0.60847110504288993,0.60670033935758827,0.60493985028968267,0.60321913038360808,0.60150817170857662,0.59980689143982924,0.59814429380069645,0.59649088775302384,0.59484659728401768,0.59321134721672952,0.59161351764739833,0.59002427254324441,0.58847169594672188,0.58692726873634093,0.58539092691656036,0.5838903235606866,0.58239739389003586,0.58091207919295729,0.57946161891211978,0.57801838380420689,0.57660934950964771,0.57520716811014061,0.57383856008509604,0.57247644934281572,0.5711473095711288,0.56982432732933064,0.56853373762399118,0.56724898079654684,0.56597001739322506,0.56474866388730738,0.56353257034994009,0.56232170287469829,0.56114162667201961,0.55999198710652609,0.55887244077315246,0.5577573619437165,0.55667191658067683,0.55561578490893326,0.55456365308662015,0.55354040844981689,0.55254575348373358,0.55157940052736376,0.55064107155647879,0.54973049797538287,0.54882293098216994,0.54796717542968643,0.54713842157237802,0.54631217076918992,0.54553679934003352,0.54478775423428538,0.5440888943936727,0.54339182526639451,0.54274443356013879,0.54212247560448867,0.54154962443753696,0.54100177694892593]
["R513A",-15,1440,{"$error":"#N/A"},{"$error":"#N/A"},{"$error":"#N/A"},{"$error":"#N/A"},{"$error":"#N/A"},{"$error":"#N/A"},{"$error":"#N/A"},{"$error":"#N/A"},{"$error":"#N/A"},{"$error":"#N/A"},{"$error":"#N/A"},{"$error":"#N/A"},{"$error":"#N/A"},{"$error":"#N/A"},{"$error":"#N/A"},{"$error":"#N/A"},{"$error":"#N/A"},{"$error":"#N/A"},{"$error":"#N/A"},{"$error":"#N/A"},{"$error":"#N/A"},{"$error":"#N/A"},{"$error":"#N/A"},{"$error":"#N/A"},{"$error":"#N/A"},{"$error":"#N/A"},{"$error":"#N/A"},{"$error":"#N/A"},{"$error":"#N/A"},{"$error":"#N/A"},{"$error":"#N/A"},{"$error":"#N/A"},{"$error":"#N/A"},{"$error":"#N/A"},{"$error":"#N/A"},{"$error":"#N/A"},{"$error":"#N/A"},{"$error":"#N/A"},{"$error":"#N/A"},{"$error":"#N/A"},{"$error":"#N/A"},{"$error":"#N/A"},{"$error":"#N/A"},{"$error":"#N/A"},{"$error":"#N/A"},{"$error":"#N/A"},{"$error":"#N/A"},{"$error":"#N/A"},{"$error":"#N/A"},{"$error":"#N/A"},{"$error":"#N/A"},{"$error":"#N/A"},{"$error":"#N/A"},{"$error":"#N/A"},{"$error":"#N/A"},0.75389358454947186,0.75090199813190239,0.74793406018740927,0.74498949140839354,0.74211278907706513,0.73921378904160617,0.73633735026310587,0.73352695264278434,0.73069451622676473,0.72792694690867765,0.72513751083284705,0.72241179821805102,0.71966439065489451,0.71697959231257979,0.71431475147073353,0.71162847208159996,0.70900318763221759,0.70639720197791223,0.70381030309619319,0.70124228205902972,0.69869293297660229,0.69616205294227518,0.69368856203436868,0.69119374216787588,0.68875536865211129,0.68629584372541463,0.68389184500675548,0.68150462924485966,0.67913402130161837,0.67677984846734129,0.674441940418812,0.67215685845906681,0.66985072676080881,0.66759659797115767,0.66532159915185018,0.66309779883877018,0.66088881485978945,0.6587297761925418,0.65654975099149682,0.65441892387990619,0.65230188319023352,0.65019849555697695,0.64810862932928659,0.64603215454349683,0.64400265978334281,0.64195237026560126,0.63994838790237418,0.63798996851545442,0.63601061051847785,0.63407618193346837,0.63215348481032829,0.63024241275241721,0.62834286064581391,0.62648663240514835,0.62464133906852259,0.62280688429463327,0.62101452568122273,0.61923245382187253,0.61746058041294571,0.61569881815860994,0.61397772708440435,0.61226623127734658,0.61059456024781211,0.60893199269281606,0.6072784544516473,0.60566369415460664,0.60405749841619072,0.60245979927802784,0.60089988421685159,0.59934802629334916,0.59783321911316545,0.59632604975201575,0.59485522771348287,0.59339164330890615,0.5919637313928473,0.59054267511030656,0.58915664381888455,0.58777710345354894,0.58640400852431196,0.58509297270041805,0.58378778602041836,0.58248840942778801,0.58122226790093712,0.57998896606357253,0.57878812119729151,0.57759223866299148,0.57642830028633962,0.57529595001005596,0.57416803984632836,0.57307124253959085,0.57200522710467694,0.57096967361888007,0.56996427297118202,0.5689887266217335,0.5680165140410911,0.56709990640546248,0.56621231580837161,0.56532749927610504,0.56449725323897504,0.56369527458375923,0.56294709670332688,0.56220090226388697,0.56150794556568506,0.56084226653230773,0.56022919295113249,0.55964292051705544]
["R513A",-14,1441,{"$error":"#N/A"},{"$error":"#N/A"},{"$error":"#N/A"},{"$error":"#N/A"},{"$error":"#N/A"},{"$error":"#N/A"},{"$error":"#N/A"},{"$error":"#N/A"},{"$error":"#N/A"},{"$error":"#N/A"},{"$error":"#N/A"},{"$error":"#N/A"},{"$error":"#N/A"},{"$error":"#N/A"},{"$error":"#N/A"},{"$error":"#N/A"},{"$error":"#N/A"},{"$error":"#N/A"},{"$error":"#N/A"},{"$error":"#N/A"},{"$error":"#N/A"},{"$error":"#N/A"},{"$error":"#N/A"},{"$error":"#N/A"},{"$error":"#N/A"},{"$error":"#N/A"},{"$error":"#N/A"},{"$error":"#N/A"},{"$error":"#N/A"},{"$error":"#N/A"},{"$error":"#N/A"},{"$error":"#N/A"},{"$error":"#N/A"},{"$error":"#N/A"},{"$error":"#N/A"},{"$error":"#N/A"},{"$error":"#N/A"},{"$error":"#N/A"},{"$error":"#N/A"},{"$error":"#N/A"},{"$error":"#N/A"},{"$error":"#N/A"},{"$error":"#N/A"},{"$error":"#N/A"},{"$error":"#N/A"},{"$error":"#N/A"},{"$error":"#N/A"},{"$error":"#N/A"},{"$error":"#N/A"},{"$error":"#N/A"},{"$error":"#N/A"},{"$error":"#N/A"},{"$error":"#N/A"},{"$error":"#N/A"},{"$error":"#N/A"},0.75982209043736093,0.75678336307143301,0.75376884422110568,0.75077824574253793,0.74785675199124457,0.74491279069767424,0.74199191651082819,0.73913827294032808,0.73626242068717818,0.73345259391771012,0.73062073062073063,0.72785371915497965,0.72506484319735909,0.72233967582804792,0.71963491692019665,0.71690855044588209,0.71424423668776493,0.71159965287821814,0.70897458066747376,0.7063688049158674,0.70378211363506316,0.70121429793056267,0.69870483980913434,0.69617387366991179,0.69370029891151075,0.69120539477381282,0.688766939186919,0.68634562803414989,0.68394128113879005,0.68155372084002885,0.6791827719491994,0.67686550737398199,0.67452700850013714,0.67224135104115434,0.66993464052287588,0.66767994788839435,0.66544038086994151,0.66325155028309513,0.66104154350513245,0.65888150846368121,0.65673554380906618,0.6546035125066525,0.65248527929552802,0.65038071065989833,0.64832384566729917,0.64624599380024161,0.64421515738752433,0.64223057644110271,0.64022485946283558,0.63826475014270145,0.63631660631143305,0.63438031873742839,0.63245577951460308,0.6305752076284219,0.62870578613780403,0.62684741616552853,0.62503175974388947,0.62322659100121613,0.6214318193300663,0.61964735516372782,0.61790414950266237,0.61617072437631493,0.61447769396013396,0.61279394180948588,0.6111193918616783,0.60948416827709218,0.60785767234988886,0.60623983439302076,0.60466030872087306,0.60308899240009806,0.60155524037756147,0.60002926972047421,0.5985401459854014,0.59705839522353277,0.59561280325407961,0.59417419448335829,0.59277108433734926,0.59137458531660181,0.58998465080583273,0.58865757358219661,0.58733645306083471,0.58602124922578491,0.58473971951509396,0.58349146110056926,0.58227608407498588,0.58106575963718832,0.57988779406911517,0.57874182468357405,0.57760037567504108,0.57649043869516314,0.57541167664670656,0.5743637637170208,0.57334638512096214,0.57235923685435086,0.57137548195289634,0.57044801038864656,0.56954991665123167,0.56865464632454932,0.56781460622287871,0.56700318074955058,0.56624620200718168,0.56549124178198695,0.56479015520249798,0.56411667583929559,0.56349642660802635,0.56290329962015462]
["R513A",-9,1446,{"$error":"#N/A"},{"$error":"#N/A"},{"$error":"#N/A"},{"$error":"#N/A"},{"$error":"#N/A"},{"$error":"#N/A"},{"$error":"#N/A"},{"$error":"#N/A"},{"$error":"#N/A"},{"$error":"#N/A"},{"$error":"#N/A"},{"$error":"#N/A"},{"$error":"#N/A"},{"$error":"#N/A"},{"$error":"#N/A"},{"$error":"#N/A"},{"$error":"#N/A"},{"$error":"#N/A"},{"$error":"#N/A"},{"$error":"#N/A"},{"$error":"#N/A"},{"$error":"#N/A"},{"$error":"#N/A"},{"$error":"#N/A"},{"$error":"#N/A"},{"$error":"#N/A"},{"$error":"#N/A"},{"$error":"#N/A"},{"$error":"#N/A"},{"$error":"#N/A"},{"$error":"#N/A"},{"$error":"#N/A"},{"$error":"#N/A"},{"$error":"#N/A"},{"$error":"#N/A"},{"$error":"#N/A"},{"$error":"#N/A"},{"$error":"#N/A"},{"$error":"#N/A"},{"$error":"#N/A"},{"$error":"#N/A"},{"$error":"#N/A"},{"$error":"#N/A"},{"$error":"#N/A"},{"$error":"#N/A"},{"$error":"#N/A"},{"$error":"#N/A"},{"$error":"#N/A"},{"$error":"#N/A"},{"$error":"#N/A"},{"$error":"#N/A"},{"$error":"#N/A"},{"$error":"#N/A"},{"$error":"#N/A"},{"$error":"#N/A"},0.79114941789412729,0.78785549577248271,0.78458888818013661,0.78134925676534106,0.77818549917752755,0.7749984247999494,0.7718373493975903,0.76875000000000004,0.76563958916900077,0.76260152520305036,0.75954057058169688,0.75655062123262407,0.75353795258224587,0.75059498382864465,0.74767491337912595,0.74473238072172432,0.74185765983112173,0.73900504686373469,0.73617428776633953,0.73336513236346279,0.73057733428367777,0.72781065088757402,0.72510758710133827,0.72238209901920492,0.71971913399648901,0.71703392794683452,0.71441017598884815,0.71180555555555547,0.70921985815602839,0.70665287831782142,0.70410441353254338,0.7016142832696366,0.69910196657951573,0.69664703217036705,0.69417009989277045,0.69174962038130583,0.68934596200190545,0.6869973190348525,0.68462651675386832,0.68230986853053754,0.6800088456435206,0.6777232905394236,0.67545304777594717,0.67319796398664533,0.67099449020784463,0.6687690300130491,0.66659440711034046,0.66446977472853974,0.66232297668407725,0.66022544283413842,0.65814115254962813,0.65606998079795176,0.65401180411548898,0.65200106016432535,0.65000264228716376,0.64801643749012172,0.6460762685156004,0.64414768263943445,0.64223057644110282,0.64032484772762754,0.63846353490786389,0.63661301174887419,0.63480594549958713,0.63300910915547326,0.63122241609360563,0.62947799385875114,0.627743186689803,0.62601791530944617,0.62433379016293589,0.62265870203503082,0.6210239321417752,0.61939772383925884,0.61781104023306033,0.61623246492985961,0.61469265367316339,0.6131605184446659,0.61166641802178123,0.61017958130766947,0.60869995546097888,0.60728744939271251,0.60588148367075512,0.60448201297424808,0.60311856428361288,0.60179069426097176,0.60049797392960025,0.59921079553758472,0.59795819154107932,0.59673976324471179,0.59552629030696225,0.59434646049770479,0.59319990354473107,0.59208626167324541,0.59100518931385737,0.58995635282267733,0.5889112324044814,0.58792600736102474,0.58697208303507509,0.58602124922578502,0.5851291565577279,0.58426752802584081,0.58346378255300979,0.58266224538133582,0.58191796376023086,0.58120304304682702,0.58054467362061646,0.57991513437057984]
["R513A",-5,1450,{"$error":"#N/A"},{"$error":"#N/A"},{"$error":"#N/A"},{"$error":"#N/A"},{"$error":"#N/A"},{"$error":"#N/A"},{"$error":"#N/A"},{"$error":"#N/A"},{"$error":"#N/A"},{"$error":"#N/A"},{"$error":"#N/A"},{"$error":"#N/A"},{"$error":"#N/A"},{"$error":"#N/A"},{"$error":"#N/A"},{"$error":"#N/A"},{"$error":"#N/A"},{"$error":"#N/A"},{"$error":"#N/A"},{"$error":"#N/A"},{"$error":"#N/A"},{"$error":"#N/A"},{"$error":"#N/A"},{"$error":"#N/A"},{"$error":"#N/A"},{"$error":"#N/A"},{"$error":"#N/A"},{"$error":"#N/A"},{"$error":"#N/A"},{"$error":"#N/A"},{"$error":"#N/A"},{"$error":"#N/A"},{"$error":"#N/A"},{"$error":"#N/A"},{"$error":"#N/A"},{"$error":"#N/A"},{"$error":"#N/A"},{"$error":"#N/A"},{"$error":"#N/A"},{"$error":"#N/A"},{"$error":"#N/A"},{"$error":"#N/A"},{"$error":"#N/A"},{"$error":"#N/A"},{"$error":"#N/A"},{"$error":"#N/A"},{"$error":"#N/A"},{"$error":"#N/A"},{"$error":"#N/A"},{"$error":"#N/A"},{"$error":"#N/A"},{"$error":"#N/A"},{"$error":"#N/A"},{"$error":"#N/A"},{"$error":"#N/A"},0.81847218525419196,0.8149473265752335,0.8114526982451512,0.80798791302634165,0.80460522012167202,0.80119854090672205,0.79782058766296937,0.79452231767973647,0.79120030876109593,0.78795643818065331,0.78468899521531099,0.78149818921151282,0.77828397873955946,0.77514494580287363,0.77203113231232745,0.76889416765643548,0.76583027208766574,0.76279069767441865,0.75977515597010326,0.75678336307143279,0.75381503952932516,0.75086991026188876,0.74799318900510825,0.74509328810273812,0.74226057570454396,0.73940486925157789,0.73661516349263378,0.73384642921066756,0.73109843081312409,0.72837093622313021,0.72566371681415931,0.72301904537973194,0.72035139092240119,0.71774522962012022,0.71511627906976749,0.71254779283976366,0.70999769106441923,0.70750647109577214,0.70499226228004808,0.70253598355037705,0.70009676134099841,0.69767441860465107,0.69526878073596732,0.69287967552951768,0.69054569952840783,0.68818888826721869,0.68588635476495852,0.68363717207647834,0.68136494571238626,0.6791452708298823,0.67694001100715473,0.67474902627681155,0.67257217847769035,0.67044587375994757,0.66833297109324052,0.66623334416639579,0.66418273124898752,0.66214470284237725,0.66011914345516021,0.65810593900481529,0.6561399765283259,0.65418572492288041,0.65227766877021798,0.65038071065989844,0.64849475404650181,0.64665369854371468,0.64482306684141544,0.64300277066234501,0.64122614951517054,0.63945931894983099,0.63773526209363818,0.63602047675681272,0.63434760185662697,0.63268350393498274,0.63106048945667226,0.62944578066629131,0.62787136294027557,0.62630480167014613,0.62474603819585539,0.62325817076260448,0.62177737336973005,0.62030359574360783,0.61886792452830186,0.61746987951807231,0.61610899619314774,0.61475409836065575,0.61343573886589198,0.61215348628875721,0.6108765830643158,0.60963521015067412,0.60842896715472883,0.60725746729202668,0.60612033706204105,0.60501721593703883,0.60391810281337455,0.60288207038525621,0.60187903699354073,0.60087933561309237,0.59994146912496327,0.59903569863147133,0.59819083746717239,0.59734835607789805,0.59656610728489667,0.59581476458050764,0.59512289529707763,0.59446136001159922]
["R513A",-1,1454,{"$error":"#N/A"},{"$error":"#N/A"},{"$error":"#N/A"},{"$error":"#N/A"},{"$error":"#N/A"},{"$error":"#N/A"},{"$error":"#N/A"},{"$error":"#N/A"},{"$error":"#N/A"},{"$error":"#N/A"},{"$error":"#N/A"},{"$error":"#N/A"},{"$error":"#N/A"},{"$error":"#N/A"},{"$error":"#N/A"},{"$error":"#N/A"},{"$error":"#N/A"},{"$error":"#N/A"},{"$error":"#N/A"},{"$error":"#N/A"},{"$error":"#N/A"},{"$error":"#N/A"},{"$error":"#N/A"},{"$error":"#N/A"},{"$error":"#N/A"},{"$error":"#N/A"},{"$error":"#N/A"},{"$error":"#N/A"},{"$error":"#N/A"},{"$error":"#N/A"},{"$error":"#N/A"},{"$error":"#N/A"},{"$error":"#N/A"},{"$error":"#N/A"},{"$error":"#N/A"},{"$error":"#N/A"},{"$error":"#N/A"},{"$error":"#N/A"},{"$error":"#N/A"},{"$error":"#N/A"},{"$error":"#N/A"},{"$error":"#N/A"},{"$error":"#N/A"},{"$error":"#N/A"},{"$error":"#N/A"},{"$error":"#N/A"},{"$error":"#N/A"},{"$error":"#N/A"},{"$error":"#N/A"},{"$error":"#N/A"},{"$error":"#N/A"},{"$error":"#N/A"},{"$error":"#N/A"},{"$error":"#N/A"},{"$error":"#N/A"},0.84798345398138564,0.84420041180507899,0.84045097369320143,0.83673469387755106,0.83310755892712007,0.82945579607525788,0.8258359070766752,0.82230244685118337,0.81874459162617308,0.81527142573076161,0.81177402323125669,0.80835962145110429,0.80492114390419478,0.80156402737047905,0.79823479784541518,0.79488173710740595,0.79160767151499556,0.78836046660684533,0.78513979318268878,0.78194532739987277,0.77877675066480945,0.77563374952705266,0.77256453740342956,0.76947137941820476,0.76645064805583241,0.76340615690168812,0.7604327666151468,0.75748244857741098,0.75455493528004425,0.75164996333414824,0.74876727339136795,0.74595184668566927,0.74311261478975354,0.74033947273383904,0.73754272351142303,0.7348109206045762,0.73209927980477352,0.72945083619973905,0.72677853935239889,0.7241683838681191,0.72157690953889486,0.71900391652539897,0.71644920782851818,0.71391258923907353,0.71143501648446994,0.70893371757925072,0.70649052268811041,0.70410441353254338,0.70169433510183121,0.69934045940413925,0.69700232334107792,0.6946797695696374,0.69237264283703925,0.69011950850025239,0.68788099099602928,0.68565694854785664,0.68348521893754177,0.68132720323491947,0.67918277194919952,0.67705179721472997,0.67497119025407448,0.67290333169210559,0.67088469510199633,0.6688781336668661,0.66688353936239431,0.66493674991891005,0.66300129366106086,0.66107707191228637,0.65919931400396603,0.65733219324497649,0.655510552121083,0.65369897959183687,0.65193194466528859,0.65017443704408495,0.64846056516237871,0.64675570512146385,0.64509361724445369,0.64344005021971129,0.641794938690321,0.64022485946283569,0.63866244353289381,0.63710763493214539,0.63559322033898313,0.63411867814610512,0.63268350393498285,0.63125481139337958,0.62986480950430157,0.62851303014818605,0.62716704058739547,0.62585864753472764,0.6245874168486264,0.6233529292519765,0.62215477996965107,0.62099257838138033,0.6198347107438017,0.61874339755520891,0.61768693818108777,0.61663408031282907,0.6156464287501876,0.6146926536731635,0.61380308398622685,0.61291608530994612,0.61209256033839265,0.61130162516773523,0.61057334326135526,0.60987703292344309]
["R513A",0,1455,{"$error":"#N/A"},{"$error":"#N/A"},{"$error":"#N/A"},{"$error":"#N/A"},{"$error":"#N/A"},{"$error":"#N/A"},{"$error":"#N/A"},{"$error":"#N/A"},{"$error":"#N/A"},{"$error":"#N/A"},{"$error":"#N/A"},{"$error":"#N/A"},{"$error":"#N/A"},{"$error":"#N/A"},{"$error":"#N/A"},{"$error":"#N/A"},{"$error":"#N/A"},{"$error":"#N/A"},{"$error":"#N/A"},{"$error":"#N/A"},{"$error":"#N/A"},{"$error":"#N/A"},{"$error":"#N/A"},{"$error":"#N/A"},{"$error":"#N/A"},{"$error":"#N/A"},{"$error":"#N/A"},{"$error":"#N/A"},{"$error":"#N/A"},{"$error":"#N/A"},{"$error":"#N/A"},{"$error":"#N/A"},{"$error":"#N/A"},{"$error":"#N/A"},{"$error":"#N/A"},{"$error":"#N/A"},{"$error":"#N/A"},{"$error":"#N/A"},{"$error":"#N/A"},{"$error":"#N/A"},{"$error":"#N/A"},{"$error":"#N/A"},{"$error":"#N/A"},{"$error":"#N/A"},{"$error":"#N/A"},{"$error":"#N/A"},{"$error":"#N/A"},{"$error":"#N/A"},{"$error":"#N/A"},{"$error":"#N/A"},{"$error":"#N/A"},{"$error":"#N/A"},{"$error":"#N/A"},{"$error":"#N/A"},{"$error":"#N/A"},0.85577123773742425,0.85191854827538438,0.84810039302213347,0.8443163097199341,0.84062329141607439,0.83690549091651345,0.83322043083593011,0.8296236341562121,0.82600228325834379,0.82246740220661985,0.81890812250332901,0.81543357199681799,0.81193478117367479,0.80851902977716428,0.80513189762387916,0.8017207665232694,0.79839023756977801,0.79508726567550103,0.79181151023561236,0.78856263623541467,0.78534031413612559,0.78214421976344906,0.77902337070112115,0.77587838264050979,0.77280723799949724,0.76971214017521894,0.76668952190986717,0.76369055010555076,0.76071494835796893,0.75776244455396746,0.75483277078858546,0.75197163294002567,0.74908647990255794,0.74626865671641796,0.743427017225748,0.740651532486301,0.73789669446277517,0.7352062163777644,0.73249166269652211,0.72984038450127586,0.72720822986874789,0.72459499263622973,0.72200046959380126,0.71942446043165453,0.7169085504458822,0.71436868393541642,0.71188794999421245,0.70946530541616193,0.7070184514571477,0.70462878093492209,0.70225520982015421,0.69989757596449298,0.69755571938978056,0.69526878073596732,0.69299678855146762,0.69073959678778007,0.68853560232870581,0.68634562803415,0.6841695405495607,0.68200720820626548,0.67989608092421638,0.67779798313770856,0.67574991759147351,0.67371419181683745,0.67169069462647446,0.66971577915713809,0.66775244299674275,0.66580058460539138,0.6638959356614671,0.66200215285252961,0.66015457277801637,0.65831727681438668,0.65652522017614079,0.65474289364420313,0.65300488426417491,0.65127607751773797,0.64959070504357008,0.64791403286978522,0.64624599380024172,0.64465408805031443,0.64307000575103268,0.64149368937102325,0.63995837669094702,0.63846353490786412,0.63700864881661412,0.63556037823593248,0.63415137141678701,0.63278115032410742,0.63141683778234081,0.63009067158444754,0.62880220847604928,0.62755102040816324,0.62633669416437521,0.62515883100381198,0.62398538961038963,0.6228794247227426,0.62180880643041303,0.62074186222558669,0.6197410187937723,0.61877452460006044,0.61787310996132017,0.61697431781701439,0.6161398587386665,0.61533843613987693,0.61460050966871538,0.61389498901976436]
["R513A",1,1456,{"$error":"#N/A"},{"$error":"#N/A"},{"$error":"#N/A"},{"$error":"#N/A"},{"$error":"#N/A"},{"$error":"#N/A"},{"$error":"#N/A"},{"$error":"#N/A"},{"$error":"#N/A"},{"$error":"#N/A"},{"$error":"#N/A"},{"$error":"#N/A"},{"$error":"#N/A"},{"$error":"#N/A"},{"$error":"#N/A"},{"$error":"#N/A"},{"$error":"#N/A"},{"$error":"#N/A"},{"$error":"#N/A"},{"$error":"#N/A"},{"$error":"#N/A"},{"$error":"#N/A"},{"$error":"#N/A"},{"$error":"#N/A"},{"$error":"#N/A"},{"$error":"#N/A"},{"$error":"#N/A"},{"$error":"#N/A"},{"$error":"#N/A"},{"$error":"#N/A"},{"$error":"#N/A"},{"$error":"#N/A"},{"$error":"#N/A"},{"$error":"#N/A"},{"$error":"#N/A"},{"$error":"#N/A"},{"$error":"#N/A"},{"$error":"#N/A"},{"$error":"#N/A"},{"$error":"#N/A"},{"$error":"#N/A"},{"$error":"#N/A"},{"$error":"#N/A"},{"$error":"#N/A"},{"$error":"#N/A"},{"$error":"#N/A"},{"$error":"#N/A"},{"$error":"#N/A"},{"$error":"#N/A"},{"$error":"#N/A"},{"$error":"#N/A"},{"$error":"#N/A"},{"$error":"#N/A"},{"$error":"#N/A"},{"$error":"#N/A"},0.86370339161575715,0.85977911365860482,0.85589033470183018,0.85203657522859511,0.84827586206896555,0.84449021627188448,0.84073820915926167,0.83707635769701916,0.83338979605664321,0.82979154017405377,0.82616872649113382,0.82263242375601942,0.81907171871878526,0.81559578277302569,0.81214922416639157,0.8086785009861932,0.80529003535419663,0.80192984743773632,0.79859758472925602,0.79529290055605828,0.79201545396007722,0.78876490958060796,0.78559110940793264,0.78239297754595771,0.77927014698428776,0.77612317011610288,0.77305009113192125,0.77000125203455616,0.7669763671509634,0.7639751552795031,0.76099733960279659,0.75808936825885975,0.7551571709233792,0.75229357798165142,0.74940595869128135,0.74658573596358113,0.74378666021648421,0.74105313893240143,0.7382953181272508,0.73560193768315296,0.73292813728995354,0.7302737042094638,0.72763842877425455,0.72502210433244907,0.72246696035242286,0.71988762729720235,0.71736848244488516,0.71490845684394067,0.71242397914856637,0.70999769106441923,0.7075878732094576,0.70519435844513234,0.70281698188674935,0.70049547240731236,0.69818924902083213,0.69589816124469595,0.69366117753214529,0.69143852942829842,0.68923007956965154,0.68703569234206541,0.68489336822762947,0.68276436303080756,0.6806862202545656,0.67862068965517242,0.67656765676567654,0.67456400131622229,0.67257217847769035,0.67059208374223089,0.66865996194618105,0.66673894189071981,0.66486486486486485,0.66300129366106086,0.66118368005160444,0.6593760051463492,0.65761334473909316,0.65586008318225442,0.6541509333616975,0.65245066836409937,0.65075921908893708,0.64914502849904998,0.64753882600684398,0.64594055246297655,0.64438390611902763,0.64286834265405324,0.64139333576680402,0.63992508194162645,0.63849667774086383,0.63710763493214539,0.63572462270002061,0.63438031873742851,0.63307427042050535,0.63180604068214508,0.63057520762842201,0.62938136417131452,0.62819203268641466,0.62707111904154977,0.6259860552699883,0.62490474013107766,0.62389043875221906,0.62291096931024015,0.62199747155499363,0.62108664916178546,0.62024103676062725,0.61942891675479683,0.61868115285951408,0.61796623794212213]
["R513A",2,1457,{"$error":"#N/A"},{"$error":"#N/A"},{"$error":"#N/A"},{"$error":"#N/A"},{"$error":"#N/A"},{"$error":"#N/A"},{"$error":"#N/A"},{"$error":"#N/A"},{"$error":"#N/A"},{"$error":"#N/A"},{"$error":"#N/A"},{"$error":"#N/A"},{"$error":"#N/A"},{"$error":"#N/A"},{"$error":"#N/A"},{"$error":"#N/A"},{"$error":"#N/A"},{"$error":"#N/A"},{"$error":"#N/A"},{"$error":"#N/A"},{"$error":"#N/A"},{"$error":"#N/A"},{"$error":"#N/A"},{"$error":"#N/A"},{"$error":"#N/A"},{"$error":"#N/A"},{"$error":"#N/A"},{"$error":"#N/A"},{"$error":"#N/A"},{"$error":"#N/A"},{"$error":"#N/A"},{"$error":"#N/A"},{"$error":"#N/A"},{"$error":"#N/A"},{"$error":"#N/A"},{"$error":"#N/A"},{"$error":"#N/A"},{"$error":"#N/A"},{"$error":"#N/A"},{"$error":"#N/A"},{"$error":"#N/A"},{"$error":"#N/A"},{"$error":"#N/A"},{"$error":"#N/A"},{"$error":"#N/A"},{"$error":"#N/A"},{"$error":"#N/A"},{"$error":"#N/A"},{"$error":"#N/A"},{"$error":"#N/A"},{"$error":"#N/A"},{"$error":"#N/A"},{"$error":"#N/A"},{"$error":"#N/A"},{"$error":"#N/A"},0.87184576127020119,0.86784731531785797,0.8638853771597137,0.85995944906662936,0.85612862810607648,0.85227272727272718,0.84845140373870453,0.84472220314538848,0.84096813893067135,0.83730428863172224,0.83361572348356494,0.83001552061542627,0.82639075517334049,0.82285255552582293,0.81934452438049576,0.81581216422365188,0.81236378046364177,0.80894442617560025,0.80555373632850891,0.80219135198591263,0.79885692017925569,0.7955500937843607,0.79232156660654485,0.78906851424172453,0.78589227525397731,0.78269169583200759,0.77956648497908476,0.77646613218862448,0.77339034205231394,0.77033882382413732,0.76731129132875864,0.7643549589858315,0.76137418755803166,0.75846334093852141,0.75552825552825564,0.75266185289438259,0.74981711777615223,0.74703917400546616,0.74423670357596661,0.74149987943091411,0.73878311009670261,0.73608617594254944,0.73340886053306298,0.73075095057034212,0.72815533980582525,0.72553530348610862,0.72297654734614725,0.72047797563261484,0.71795470464627587,0.71549066371938808,0.71304347826086967,0.71061297590848693,0.70819898664210046,0.70584184551819118,0.70350034317089905,0.70117432447839478,0.69890334678106714,0.69664703217036716,0.69440523908993412,0.6921778277996623,0.69000336587007738,0.68784252320769479,0.68573340023415297,0.68363717207647845,0.68155372084002885,0.67952046848240422,0.67749931148443965,0.67549014223735515,0.67352973387361748,0.67158067158067158,0.66967931616486098,0.66778869645474792,0.66594477531131557,0.66411100912477727,0.66232297668407725,0.66054454647978089,0.65881092662024632,0.65708638281959519,0.65537084398976986,0.6537337230932766,0.65210476089492109,0.65048389655719496,0.6489053020311264,0.6473684210526317,0.64587271581600514,0.64438390611902774,0.64293554963148825,0.64152714755124396,0.64012490241998432,0.63876194432904043,0.63743781094527363,0.63615205585725365,0.63490424818045732,0.63369397217928902,0.63248830153751223,0.63135201724668921,0.63025210084033612,0.62915601023017909,0.62812787253600233,0.62713506347830528,0.62620914367172387,0.62528595394235165,0.62442887602802322,0.62360575948083563,0.62284788332995744,0.62212331192150117]
["R513A",3,1458,{"$error":"#N/A"},{"$error":"#N/A"},{"$error":"#N/A"},{"$error":"#N/A"},{"$error":"#N/A"},{"$error":"#N/A"},{"$error":"#N/A"},{"$error":"#N/A"},{"$error":"#N/A"},{"$error":"#N/A"},{"$error":"#N/A"},{"$error":"#N/A"},{"$error":"#N/A"},{"$error":"#N/A"},{"$error":"#N/A"},{"$error":"#N/A"},{"$error":"#N/A"},{"$error":"#N/A"},{"$error":"#N/A"},{"$error":"#N/A"},{"$error":"#N/A"},{"$error":"#N/A"},{"$error":"#N/A"},{"$error":"#N/A"},{"$error":"#N/A"},{"$error":"#N/A"},{"$error":"#N/A"},{"$error":"#N/A"},{"$error":"#N/A"},{"$error":"#N/A"},{"$error":"#N/A"},{"$error":"#N/A"},{"$error":"#N/A"},{"$error":"#N/A"},{"$error":"#N/A"},{"$error":"#N/A"},{"$error":"#N/A"},{"$error":"#N/A"},{"$error":"#N/A"},{"$error":"#N/A"},{"$error":"#N/A"},{"$error":"#N/A"},{"$error":"#N/A"},{"$error":"#N/A"},{"$error":"#N/A"},{"$error":"#N/A"},{"$error":"#N/A"},{"$error":"#N/A"},{"$error":"#N/A"},{"$error":"#N/A"},{"$error":"#N/A"},{"$error":"#N/A"},{"$error":"#N/A"},{"$error":"#N/A"},{"$error":"#N/A"},0.88014311270125223,0.87606837606837618,0.87203119461184009,0.8680310515172901,0.8641281438808488,0.86020001398699208,0.85630743525480379,0.8525090102578321,0.84868557234527009,0.84495431751047612,0.8411981945014364,0.83753234372872143,0.83384177343908894,0.83023962200472512,0.82666845890180807,0.82307280513918635,0.81956289978678043,0.81608280254777088,0.81263213530655409,0.80921052631578949,0.80581761006289321,0.80245302713987487,0.79916834513676838,0.79585894532513768,0.79262791596855264,0.78937235271467077,0.78619367209971247,0.78304048892284195,0.77991249762221815,0.77680939749905276,0.77373089262124939,0.770724982768344,0.7676944201722633,0.76473514051231051,0.76175140893045157,0.75883768276883223,0.75594616188310504,0.75312270389419544,0.75027449066731733,0.74749316317228831,0.74473238072172454,0.7419919165108283,0.73927154706094489,0.73657105215881191,0.73393400560892663,0.73127229488703926,0.72867298578199069,0.72613495483794799,0.72357197482204827,0.72106929300035183,0.71858386399485907,0.716115510013973,0.71366405570060931,0.71127045625397556,0.70889285920119882,0.70653110460106849,0.70422535211267623,0.70193460023968512,0.69965870307167255,0.69739751658445315,0.69519018821002654,0.69299678855146762,0.6908559874185578,0.68872837224928618,0.68661382159205098,0.68455031166518254,0.68249916768394192,0.6804602788227484,0.67847095813337754,0.67649323506764936,0.67456400131622252,0.67264573991031407,0.67077493592190651,0.66891450946269304,0.66710055320533679,0.66529640848117699,0.66353778928629226,0.6617884429140215,0.6600482962167965,0.6583877529172466,0.65673554380906629,0.65509160630592245,0.65349059611093407,0.6519319446652887,0.65041510232140043,0.64890530203112651,0.64743657227076545,0.64600840336134457,0.64458652132900118,0.64320451811954205,0.64186192141105258,0.64055827517966879,0.63929313929313936,0.63806608912175133,0.63684374029201618,0.63569176701638319,0.63457669091471913,0.63346551990523781,0.63242326083603262,0.63141683778234103,0.63047824081193304,0.62954243013614497,0.628673651929466,0.62783931397070092,0.62707111904154988,0.62633669416437521]
["R513A",4,1459,{"$error":"#N/A"},{"$error":"#N/A"},{"$error":"#N/A"},{"$error":"#N/A"},{"$error":"#N/A"},{"$error":"#N/A"},{"$error":"#N/A"},{"$error":"#N/A"},{"$error":"#N/A"},{"$error":"#N/A"},{"$error":"#N/A"},{"$error":"#N/A"},{"$error":"#N/A"},{"$error":"#N/A"},{"$error":"#N/A"},{"$error":"#N/A"},{"$error":"#N/A"},{"$error":"#N/A"},{"$error":"#N/A"},{"$error":"#N/A"},{"$error":"#N/A"},{"$error":"#N/A"},{"$error":"#N/A"},{"$error":"#N/A"},{"$error":"#N/A"},{"$error":"#N/A"},{"$error":"#N/A"},{"$error":"#N/A"},{"$error":"#N/A"},{"$error":"#N/A"},{"$error":"#N/A"},{"$error":"#N/A"},{"$error":"#N/A"},{"$error":"#N/A"},{"$error":"#N/A"},{"$error":"#N/A"},{"$error":"#N/A"},{"$error":"#N/A"},{"$error":"#N/A"},{"$error":"#N/A"},{"$error":"#N/A"},{"$error":"#N/A"},{"$error":"#N/A"},{"$error":"#N/A"},{"$error":"#N/A"},{"$error":"#N/A"},{"$error":"#N/A"},{"$error":"#N/A"},{"$error":"#N/A"},{"$error":"#N/A"},{"$error":"#N/A"},{"$error":"#N/A"},{"$error":"#N/A"},{"$error":"#N/A"},{"$error":"#N/A"},0.88859991330732546,0.88444668152728845,0.88033209275694269,0.87625561017311393,0.87227856180412744,0.86827615417196091,0.86431030848148405,0.86044071353620155,0.85654596100278535,0.85274542429284517,0.84891987024639393,0.84518655947227395,0.84142837597482556,0.83776052308949733,0.83412450834124519,0.83046384443994326,0.82689075630252096,0.82334828301760499,0.81983603279344142,0.81635362049512172,0.81290066750380008,0.809476801579467,0.80613448682658284,0.802767262759431,0.79948001299967486,0.79616803676613368,0.79293450232078388,0.7897271268057785,0.78654559406573732,0.78338959301955291,0.78025881755899529,0.7772020725388602,0.77412046069607909,0.77111152905773939,0.76807793180966666,0.76511570042299082,0.76217623001611101,0.75930613000802516,0.75641104483119115,0.75358411959318727,0.75077824574253804,0.74799318900510825,0.74522871857013018,0.74248460702643959,0.73980512450378932,0.73710073710073709,0.73445990326625676,0.73188147090324884,0.72927783706865879,0.72673559822747413,0.72421102213848343,0.72170392536525252,0.71921412700268983,0.71678321678321666,0.71436868393541642,0.71197036351007181,0.70962903132752564,0.70730304772857977,0.7049922622800483,0.70269652650822656,0.70045558086560356,0.69822888283378737,0.69605568445475641,0.69389597201850395,0.69174962038130583,0.68965517241379304,0.68757336910950873,0.68550409630496567,0.68348521893754177,0.6814781982381295,0.67952046848240433,0.67757395471822846,0.67567567567567555,0.67378800328677069,0.67194755531275607,0.6701171342958322,0.66833297109324052,0.66655828320598287,0.66479299535185388,0.66310852337053205,0.66143256614325674,0.65976505927157647,0.65814115254962813,0.65656026475926133,0.65502183406113546,0.65349059611093407,0.65200106016432557,0.65055270534722587,0.64911077101694015,0.64770932069510279,0.64634787178139774,0.64502595836173893,0.64374313078976297,0.64249895528625156,0.64125957979250303,0.64009159034138208,0.63896103896103895,0.63783447417548234,0.63677780078691237,0.63575748178012104,0.63480594549958713,0.63385725328523568,0.6329765335529024,0.63213074313906881,0.63135201724668932,0.63060753652909507]
["R513A",5,1460,{"$error":"#N/A"},{"$error":"#N/A"},{"$error":"#N/A"},{"$error":"#N/A"},{"$error":"#N/A"},{"$error":"#N/A"},{"$error":"#N/A"},{"$error":"#N/A"},{"$error":"#N/A"},{"$error":"#N/A"},{"$error":"#N/A"},{"$error":"#N/A"},{"$error":"#N/A"},{"$error":"#N/A"},{"$error":"#N/A"},{"$error":"#N/A"},{"$error":"#N/A"},{"$error":"#N/A"},{"$error":"#N/A"},{"$error":"#N/A"},{"$error":"#N/A"},{"$error":"#N/A"},{"$error":"#N/A"},{"$error":"#N/A"},{"$error":"#N/A"},{"$error":"#N/A"},{"$error":"#N/A"},{"$error":"#N/A"},{"$error":"#N/A"},{"$error":"#N/A"},{"$error":"#N/A"},{"$error":"#N/A"},{"$error":"#N/A"},{"$error":"#N/A"},{"$error":"#N/A"},{"$error":"#N/A"},{"$error":"#N/A"},{"$error":"#N/A"},{"$error":"#N/A"},{"$error":"#N/A"},{"$error":"#N/A"},{"$error":"#N/A"},{"$error":"#N/A"},{"$error":"#N/A"},{"$error":"#N/A"},{"$error":"#N/A"},{"$error":"#N/A"},{"$error":"#N/A"},{"$error":"#N/A"},{"$error":"#N/A"},{"$error":"#N/A"},{"$error":"#N/A"},{"$error":"#N/A"},{"$error":"#N/A"},{"$error":"#N/A"},0.89722080385148417,0.89298678669957887,0.88879254281378717,0.88463751438434968,0.88058419243986252,0.87650538017530077,0.872464179316215,0.86852139528315209,0.8645533141210372,0.86068154782730377,0.85678461967121755,0.85298196948682392,0.8491542975491887,0.84541892913602301,0.84171628002463561,0.83798882681564224,0.83435083435083424,0.83074429285424822,0.82716879623402828,0.82362394535958194,0.82010934791305501,0.81662461824458898,0.81322314049586775,0.80979656330238992,0.80645161290322565,0.80308174458083037,0.79979192405227895,0.79652894702758703,0.79329248629474358,0.79008221993833505,0.78689783123280654,0.78378895048747843,0.78065498857578064,0.77759514477177893,0.77451042125810721,0.7714984632754186,0.76850984067478911,0.76559193327523956,0.76264880952380942,0.75977515597010326,0.75692307692307692,0.75409233032922562,0.75128267774248703,0.74849388425728702,0.74577093312314313,0.74302283436027539,0.74033947273383904,0.73771966652671972,0.73507440387258693,0.73249166269652211,0.72992700729927007,0.72738024837374327,0.72485119924568331,0.72238209901920458,0.71992976294995603,0.71749402088315928,0.71511627906976749,0.71275424465434323,0.7104077625043318,0.7080766795233433,0.70580134274401773,0.70354058227992888,0.70133424563804314,0.69914170408685272,0.69696282864913861,0.69483674161111719,0.69272358639333187,0.69062324536777087,0.68857414767956115,0.68653717347622223,0.68455031166518254,0.68257491675915649,0.68064855293010884,0.67873303167420806,0.67686550737398188,0.67500823180770486,0.67319796398664533,0.67139737991266379,0.6696064020904785,0.66789748045178099,0.66619725938363217,0.66450567260940019,0.66285837464970898,0.66125477124885768,0.65969428801287211,0.65814115254962813,0.65663036515054451,0.65516139341642698,0.65369897959183665,0.65227766877021798,0.65089696777266226,0.64955640050697083,0.64825550753662908,0.64699384566829721,0.64573708525829476,0.64455274327935841,0.64340639221635187,0.64226411153464569,0.64119272272324446,0.64015821796606642,0.63919347295120299,0.6382316313823162,0.63733872221358612,0.63648124191461841,0.63569176701638319,0.63493702250671058]
["R513A",6,1461,{"$error":"#N/A"},{"$error":"#N/A"},{"$error":"#N/A"},{"$error":"#N/A"},{"$error":"#N/A"},{"$error":"#N/A"},{"$error":"#N/A"},{"$error":"#N/A"},{"$error":"#N/A"},{"$error":"#N/A"},{"$error":"#N/A"},{"$error":"#N/A"},{"$error":"#N/A"},{"$error":"#N/A"},{"$error":"#N/A"},{"$error":"#N/A"},{"$error":"#N/A"},{"$error":"#N/A"},{"$error":"#N/A"},{"$error":"#N/A"},{"$error":"#N/A"},{"$error":"#N/A"},{"$error":"#N/A"},{"$error":"#N/A"},{"$error":"#N/A"},{"$error":"#N/A"},{"$error":"#N/A"},{"$error":"#N/A"},{"$error":"#N/A"},{"$error":"#N/A"},{"$error":"#N/A"},{"$error":"#N/A"},{"$error":"#N/A"},{"$error":"#N/A"},{"$error":"#N/A"},{"$error":"#N/A"},{"$error":"#N/A"},{"$error":"#N/A"},{"$error":"#N/A"},{"$error":"#N/A"},{"$error":"#N/A"},{"$error":"#N/A"},{"$error":"#N/A"},{"$error":"#N/A"},{"$error":"#N/A"},{"$error":"#N/A"},{"$error":"#N/A"},{"$error":"#N/A"},{"$error":"#N/A"},{"$error":"#N/A"},{"$error":"#N/A"},{"$error":"#N/A"},{"$error":"#N/A"},{"$error":"#N/A"},{"$error":"#N/A"},0.90607734806629836,0.90175953079178905,0.89748267055819075,0.89324618736383454,0.88911377764927002,0.88495575221238931,0.88083643655113153,0.87681779298545781,0.87277371744837862,0.86882814155541432,0.86485726339474067,0.86098278034439335,0.85708313009546377,0.85327783558792936,0.84950618136611666,0.84570957095709576,0.84200438116100773,0.83833151581243204,0.8346905537459286,0.83108108108108103,0.8275026910656621,0.82395498392282973,0.82049229537722645,0.81700431750249114,0.81359968249768488,0.81016993808457383,0.80682190882256488,0.80350143715704214,0.80020818424305518,0.79694181676817433,0.79370200684003367,0.79053923774021484,0.78735117142491373,0.78423871461361905,0.78110116212611935,0.77803782655449438,0.77499842479994974,0.77203113231232745,0.76903838939602354,0.76611647461849908,0.7632166790766941,0.76033875254991667,0.75748244857741098,0.7546475243879992,0.75187969924812037,0.74908647990255794,0.74635922330097104,0.7436967168510793,0.74100849448761974,0.73838395965902281,0.73577795058922069,0.73319027181688134,0.73062073062073074,0.72811223583732909,0.72562090732110207,0.72314656946322542,0.72073127856556907,0.71833206797874216,0.71594877764842857,0.71358124963740788,0.71127045625397556,0.70897458066747354,0.70673408411859362,0.70450770376310223,0.70229530661185346,0.70013661202185795,0.69799114742934976,0.69585879158180586,0.69377855491003459,0.69171071870430778,0.68969384322081428,0.68768869506876906,0.68573340023415286,0.68378919279519679,0.68189377979820376,0.6800088456435206,0.67817169322379667,0.6763444407786211,0.67452700850013725,0.67279291106005912,0.67106770691254314,0.66935132781889428,0.66767994788839446,0.66605295933286413,0.66446977472853996,0.66289409862570747,0.66136143671362524,0.6598712446351932,0.6583877529172466,0.65694600224323041,0.65554548846133354,0.65418572492288063,0.65286624203821664,0.65158658685172444,0.65031193824680134,0.64911077101694015,0.64794816414686829,0.6467897144660042,0.64570318651897729,0.64465408805031466,0.64367575487989959,0.64270038666527329,0.641794938690321,0.64092543379709255,0.64012490241998443,0.6393596007901029]
["R513A",7,1462,{"$error":"#N/A"},{"$error":"#N/A"},{"$error":"#N/A"},{"$error":"#N/A"},{"$error":"#N/A"},{"$error":"#N/A"},{"$error":"#N/A"},{"$error":"#N/A"},{"$error":"#N/A"},{"$error":"#N/A"},{"$error":"#N/A"},{"$error":"#N/A"},{"$error":"#N/A"},{"$error":"#N/A"},{"$error":"#N/A"},{"$error":"#N/A"},{"$error":"#N/A"},{"$error":"#N/A"},{"$error":"#N/A"},{"$error":"#N/A"},{"$error":"#N/A"},{"$error":"#N/A"},{"$error":"#N/A"},{"$error":"#N/A"},{"$error":"#N/A"},{"$error":"#N/A"},{"$error":"#N/A"},{"$error":"#N/A"},{"$error":"#N/A"},{"$error":"#N/A"},{"$error":"#N/A"},{"$error":"#N/A"},{"$error":"#N/A"},{"$error":"#N/A"},{"$error":"#N/A"},{"$error":"#N/A"},{"$error":"#N/A"},{"$error":"#N/A"},{"$error":"#N/A"},{"$error":"#N/A"},{"$error":"#N/A"},{"$error":"#N/A"},{"$error":"#N/A"},{"$error":"#N/A"},{"$error":"#N/A"},{"$error":"#N/A"},{"$error":"#N/A"},{"$error":"#N/A"},{"$error":"#N/A"},{"$error":"#N/A"},{"$error":"#N/A"},{"$error":"#N/A"},{"$error":"#N/A"},{"$error":"#N/A"},{"$error":"#N/A"},0.91517857142857117,0.91077378748611615,0.90641120117907159,0.90209020902090198,0.89787575735455138,0.89363557105492564,0.88943524477547176,0.88533793996976895,0.88121507379280672,0.87719298245614019,0.87314545325477388,0.86919652321390717,0.86522228474957774,0.86134453781512599,0.85750139431121031,0.85363314595044748,0.84985835694050982,0.84611680539313472,0.84240805424286014,0.83873167405386961,0.83508724285423308,0.83147434597444736,0.82794830371567041,0.82439678284182316,0.82093038777280891,0.8174386920980925,0.81403044341495689,0.81065049759441099,0.80729850354423727,0.80397411595529111,0.8006769951829189,0.79745850622406633,0.79421450248595593,0.79104765579780045,0.78785549577248271,0.78473905831312996,0.7816471784443314,0.7786288535797935,0.77558484141496931,0.77261306532663321,0.76966397597146607,0.76673731454930794,0.76383282618145676,0.76095025983667386,0.75813609467455612,0.75529628492477729,0.75252370755582754,0.74981711777615201,0.74708454810495606,0.74441687344913143,0.7417681823664215,0.73913827294032797,0.73652694610778446,0.73397780164697435,0.73144624167459549,0.72893208486428818,0.72647805800011811,0.72404049917588886,0.72161924317981818,0.71921412700268961,0.71686676768854163,0.71453468107354456,0.71225896114424692,0.70999769106441923,0.70775073364405305,0.70555842367922883,0.7033796534568536,0.70121429793056256,0.69910196657951573,0.6970023233410777,0.69495451720436174,0.69291870880513773,0.69093360296595874,0.68895983868257427,0.68703569234206541,0.68512226368851992,0.68325741584268396,0.68140269237161377,0.6795580110497238,0.67779798313770856,0.67604704847752006,0.67430513677978177,0.67260895718269809,0.67095788784638888,0.66935132781889428,0.66775244299674275,0.66619725938363217,0.66468522021075382,0.66318002911522067,0.66171723692704976,0.66029632810822403,0.65891680505705252,0.6575781876503608,0.65628001280546366,0.6549869535119015,0.65376847028808316,0.65258913412563657,0.6514140451223388,0.65031193824680111,0.64924782264449732,0.64825550753662908,0.64726622112298049,0.64634787178139774,0.64546599496221657,0.64465408805031443,0.64387792493325646]
["R513A",8,1463,{"$error":"#N/A"},{"$error":"#N/A"},{"$error":"#N/A"},{"$error":"#N/A"},{"$error":"#N/A"},{"$error":"#N/A"},{"$error":"#N/A"},{"$error":"#N/A"},{"$error":"#N/A"},{"$error":"#N/A"},{"$error":"#N/A"},{"$error":"#N/A"},{"$error":"#N/A"},{"$error":"#N/A"},{"$error":"#N/A"},{"$error":"#N/A"},{"$error":"#N/A"},{"$error":"#N/A"},{"$error":"#N/A"},{"$error":"#N/A"},{"$error":"#N/A"},{"$error":"#N/A"},{"$error":"#N/A"},{"$error":"#N/A"},{"$error":"#N/A"},{"$error":"#N/A"},{"$error":"#N/A"},{"$error":"#N/A"},{"$error":"#N/A"},{"$error":"#N/A"},{"$error":"#N/A"},{"$error":"#N/A"},{"$error":"#N/A"},{"$error":"#N/A"},{"$error":"#N/A"},{"$error":"#N/A"},{"$error":"#N/A"},{"$error":"#N/A"},{"$error":"#N/A"},{"$error":"#N/A"},{"$error":"#N/A"},{"$error":"#N/A"},{"$error":"#N/A"},{"$error":"#N/A"},{"$error":"#N/A"},{"$error":"#N/A"},{"$error":"#N/A"},{"$error":"#N/A"},{"$error":"#N/A"},{"$error":"#N/A"},{"$error":"#N/A"},{"$error":"#N/A"},{"$error":"#N/A"},{"$error":"#N/A"},{"$error":"#N/A"},0.92439500977002853,0.91990127888714401,0.91545102709139659,0.9110436263980447,0.90674530040545531,0.90242112986060152,0.89813800657174159,0.89396031688349464,0.88975694444444442,0.8856566820276498,0.88153085357987548,0.87750588571020927,0.87345547507456334,0.86950374664216046,0.86558761435608744,0.86164623467600698,0.85780040449124773,0.85398875234326199,0.85021082463537734,0.84646617576216365,0.84275436793422409,0.83907497100757233,0.83548430919712013,0.83186798322737754,0.82833860866051578,0.82478374572520619,0.82131410256410264,0.81787352882505493,0.81446166070719117,0.81107814045499516,0.8077226162332547,0.80444735120994126,0.80114635576108917,0.79792409990269231,0.79467631476935019,0.79150579150579159,0.78836046660684533,0.78529017429611192,0.78219395866454688,0.7791714177118968,0.77617214614753594,0.77319587628865982,0.77024234454255125,0.76731129132875853,0.76444996892479811,0.76156275153241293,0.75874406267349348,0.75599262446220039,0.75321494182486215,0.7505033864177193,0.74781128404669284,0.74513842612225123,0.74248460702643981,0.7398941289701636,0.73732166406905653,0.73476702508960579,0.73227362028933751,0.72979708081167693,0.72733723611850298,0.72489391796322489,0.72250939849624052,0.72014051522248235,0.71782900496060709,0.71553228621291454,0.71325021745433459,0.71102375859876288,0.70881115657235072,0.70661228241512042,0.7044673539518902,0.70233540798264149,0.70025619128949623,0.69818924902083235,0.69617387366991168,0.69417009989277045,0.69221678203613035,0.69027442617430834,0.68838146406984546,0.6864988558352404,0.68462651675386854,0.68284017098762007,0.68106312292358817,0.67929530016015904,0.67757395471822846,0.67589845037916274,0.67426817234952319,0.67264573991031407,0.67106770691254314,0.66953350389200372,0.66800629989681204,0.66652216321664692,0.66508056667027149,0.66368100145686082,0.66232297668407736,0.66100601891659505,0.65969428801287211,0.65845824411134901,0.6572619429304265,0.65606998079795187,0.65495207667731625,0.65387273403859458,0.65286624203821664,0.65186284381790238,0.65093141405588495,0.65003699397526704,0.64921355431225591,0.64842637988296692]
["R513A",9,1464,{"$error":"#N/A"},{"$error":"#N/A"},{"$error":"#N/A"},{"$error":"#N/A"},{"$error":"#N/A"},{"$error":"#N/A"},{"$error":"#N/A"},{"$error":"#N/A"},{"$error":"#N/A"},{"$error":"#N/A"},{"$error":"#N/A"},{"$error":"#N/A"},{"$error":"#N/A"},{"$error":"#N/A"},{"$error":"#N/A"},{"$error":"#N/A"},{"$error":"#N/A"},{"$error":"#N/A"},{"$error":"#N/A"},{"$error":"#N/A"},{"$error":"#N/A"},{"$error":"#N/A"},{"$error":"#N/A"},{"$error":"#N/A"},{"$error":"#N/A"},{"$error":"#N/A"},{"$error":"#N/A"},{"$error":"#N/A"},{"$error":"#N/A"},{"$error":"#N/A"},{"$error":"#N/A"},{"$error":"#N/A"},{"$error":"#N/A"},{"$error":"#N/A"},{"$error":"#N/A"},{"$error":"#N/A"},{"$error":"#N/A"},{"$error":"#N/A"},{"$error":"#N/A"},{"$error":"#N/A"},{"$error":"#N/A"},{"$error":"#N/A"},{"$error":"#N/A"},{"$error":"#N/A"},{"$error":"#N/A"},{"$error":"#N/A"},{"$error":"#N/A"},{"$error":"#N/A"},{"$error":"#N/A"},{"$error":"#N/A"},{"$error":"#N/A"},{"$error":"#N/A"},{"$error":"#N/A"},{"$error":"#N/A"},{"$error":"#N/A"},0.93386986561384833,0.92928377153218489,0.92474250056386742,0.92024539877300593,0.91586001489203273,0.91144868469803597,0.90707964601769897,0.9028185554903112,0.89853166776243676,0.89435032356576727,0.89014329135909676,0.88603947557988771,0.88191008819100869,0.87788166440653759,0.87388987566607457,0.86987270155586971,0.86595325260489986,0.86206896551724133,0.85821936924365061,0.85440400111141968,0.85062240663900401,0.84687413935554934,0.84321656269280865,0.83953313766978366,0.83593856191382332,0.83231831100284193,0.82878512229634105,0.825281803542673,0.8218079775506113,0.81836327345309379,0.8149473265752335,0.81161332893434501,0.8082533841503482,0.80497382198952872,0.80166851332855371,0.79844206426484898,0.79524148186461485,0.79211746522411108,0.78896728672225769,0.78589227525397742,0.78284114052953158,0.77981360552843459,0.77680939749905253,0.77382824787669058,0.77091820745847695,0.76798201798201782,0.76511570042299082,0.76231794236132622,0.75949367088607578,0.75673680324843107,0.75399987739839391,0.75128267774248703,0.74858499178382321,0.74595184668566905,0.74333716081464907,0.7407407407407407,0.73820669787540505,0.73568993360846946,0.73319027181688134,0.73070753876314365,0.72828468233761601,0.72587784007081713,0.72352941176470587,0.72119613016710638,0.71887784921098763,0.71661617338615691,0.71436868393541642,0.71213524779990722,0.70995670995671001,0.70779146046725738,0.70567986230636826,0.70358082599244942,0.70153424970056444,0.69949954504094614,0.69751616195985011,0.69554399457136384,0.69362206056504805,0.69171071870430778,0.68980988166676016,0.6879964201812282,0.68619246861924688,0.68439795237035383,0.68265068265068263,0.68095000830426844,0.67929530016015904,0.67764861440141044,0.67604704847752006,0.67449001974117129,0.67294014662435708,0.67143403024182546,0.66997113132523545,0.66855092944885308,0.66717292254285088,0.66583662642775931,0.66450567260940019,0.66325155028309501,0.66203778459551099,0.66082845323161232,0.65969428801287189,0.65859927179267508,0.6575781876503608,0.6565602647592611,0.65561537231490852,0.65470804279555006,0.65387273403859436,0.65307422746097477]
["R513A",10,1465,{"$error":"#N/A"},{"$error":"#N/A"},{"$error":"#N/A"},{"$error":"#N/A"},{"$error":"#N/A"},{"$error":"#N/A"},{"$error":"#N/A"},{"$error":"#N/A"},{"$error":"#N/A"},{"$error":"#N/A"},{"$error":"#N/A"},{"$error":"#N/A"},{"$error":"#N/A"},{"$error":"#N/A"},{"$error":"#N/A"},{"$error":"#N/A"},{"$error":"#N/A"},{"$error":"#N/A"},{"$error":"#N/A"},{"$error":"#N/A"},{"$error":"#N/A"},{"$error":"#N/A"},{"$error":"#N/A"},{"$error":"#N/A"},{"$error":"#N/A"},{"$error":"#N/A"},{"$error":"#N/A"},{"$error":"#N/A"},{"$error":"#N/A"},{"$error":"#N/A"},{"$error":"#N/A"},{"$error":"#N/A"},{"$error":"#N/A"},{"$error":"#N/A"},{"$error":"#N/A"},{"$error":"#N/A"},{"$error":"#N/A"},{"$error":"#N/A"},{"$error":"#N/A"},{"$error":"#N/A"},{"$error":"#N/A"},{"$error":"#N/A"},{"$error":"#N/A"},{"$error":"#N/A"},{"$error":"#N/A"},{"$error":"#N/A"},{"$error":"#N/A"},{"$error":"#N/A"},{"$error":"#N/A"},{"$error":"#N/A"},{"$error":"#N/A"},{"$error":"#N/A"},{"$error":"#N/A"},{"$error":"#N/A"},{"$error":"#N/A"},0.9436133486766396,0.93893129770992367,0.93429548044056221,0.92970521541950102,0.92522942680908682,0.92072759937121018,0.91626936829558991,0.91192170818505336,0.90754814432229003,0.90328266137915825,0.89899137552989339,0.89480576167612413,0.89059445369632895,0.88648648648648654,0.88241624219814918,0.87832047986289619,0.87432470855843047,0.87036512878573458,0.86644125105663583,0.86255259467040657,0.85869868751745315,0.85487906588824025,0.85115216940004157,0.84739924216327955,0.84373713815338158,0.8400491736101624,0.83645018701122065,0.83288190682556873,0.82934394174364501,0.8258359070766752,0.82235742461723615,0.81896264731340307,0.81554170534411885,0.812202852614897,0.80883803511540742,0.8055537363285088,0.80229600156545555,0.79911642411642403,0.79591044389801979,0.79278117950370619,0.78967642526964565,0.78659589435313682,0.78353930436998331,0.78050637730820471,0.77754598900056893,0.77455919395465989,0.77164366373902149,0.76879804987811728,0.76592564916869033,0.76312197543119487,0.76033875254991667,0.75757575757575746,0.75483277078858546,0.75215556778572723,0.74949728840411911,0.74685773270993994,0.74428173786760266,0.74172345172767296,0.7391826923076924,0.73665928011019932,0.73419686026383324,0.73175084776012833,0.72936432637571158,0.72699332111826942,0.72463768115942029,0.72233967582804781,0.72005619950825428,0.71778711484593827,0.71557391354936306,0.71337431852453304,0.7112293280906673,0.70909719820131456,0.7070184514571477,0.70495185694635476,0.70293747856897926,0.7009345794392523,0.69898278115587875,0.69704182250935065,0.69511161345012717,0.6932702062901589,0.69143852942829842,0.68961650594303647,0.6878425232076949,0.68611591454231058,0.68443603583551282,0.68276436303080779,0.68113855354967334,0.6795580110497238,0.67798478668283535,0.67645603035802682,0.67497119025407448,0.67352973387361736,0.67213114754098358,0.67077493592190651,0.66942418635027756,0.66815144766146983,0.66691969853060784,0.66569248254586788,0.66454157436922567,0.66343042071197422,0.66239431310248265,0.66136143671362502,0.66040268456375839,0.65948206530480946,0.65863453815261042,0.65782436624237883]
["R513A",11,1466,{"$error":"#N/A"},{"$error":"#N/A"},{"$error":"#N/A"},{"$error":"#N/A"},{"$error":"#N/A"},{"$error":"#N/A"},{"$error":"#N/A"},{"$error":"#N/A"},{"$error":"#N/A"},{"$error":"#N/A"},{"$error":"#N/A"},{"$error":"#N/A"},{"$error":"#N/A"},{"$error":"#N/A"},{"$error":"#N/A"},{"$error":"#N/A"},{"$error":"#N/A"},{"$error":"#N/A"},{"$error":"#N/A"},{"$error":"#N/A"},{"$error":"#N/A"},{"$error":"#N/A"},{"$error":"#N/A"},{"$error":"#N/A"},{"$error":"#N/A"},{"$error":"#N/A"},{"$error":"#N/A"},{"$error":"#N/A"},{"$error":"#N/A"},{"$error":"#N/A"},{"$error":"#N/A"},{"$error":"#N/A"},{"$error":"#N/A"},{"$error":"#N/A"},{"$error":"#N/A"},{"$error":"#N/A"},{"$error":"#N/A"},{"$error":"#N/A"},{"$error":"#N/A"},{"$error":"#N/A"},{"$error":"#N/A"},{"$error":"#N/A"},{"$error":"#N/A"},{"$error":"#N/A"},{"$error":"#N/A"},{"$error":"#N/A"},{"$error":"#N/A"},{"$error":"#N/A"},{"$error":"#N/A"},{"$error":"#N/A"},{"$error":"#N/A"},{"$error":"#N/A"},{"$error":"#N/A"},{"$error":"#N/A"},{"$error":"#N/A"},0.95356229165051543,0.94878124035791433,0.94404789316140947,0.93936153963647473,0.93479252165982685,0.93019738334719793,0.92564720048163762,0.92121030557219907,0.91674741000223581,0.91239522290631259,0.90801712682710778,0.9037472446730348,0.89945155393053011,0.89526166387655592,0.89111062812432096,0.88693394865878272,0.88285960378983641,0.87882252072020595,0.87482219061166455,0.87085811384876799,0.86692979983084295,0.8630367667695763,0.85923856095005258,0.85541414562904261,0.85168259243872035,0.84792499655315046,0.84425835678495442,0.84062329141607439,0.83701939435182038,0.83344626643176589,0.82990351528236972,0.82644628099173567,0.82296266559614628,0.81956289978678043,0.81613695176166157,0.81279323333113074,0.809476801579467,0.8062401678028317,0.80297688993341165,0.79979192405227928,0.79663212435233177,0.79349719372943683,0.79038683973782287,0.78730077449913582,0.78428872027035657,0.78125,0.77828397873955979,0.77538927062976737,0.77246749984299434,0.76961581779501942,0.76678511314755948,0.7639751552795031,0.76118571693792947,0.75846334093852119,0.75576036866359442,0.75307659339986532,0.75045759609518015,0.74785675199124468,0.74527387300048487,0.74270877362478105,0.74020581332370461,0.73771966652671972,0.73529411764705899,0.73288446642435801,0.73049055707328658,0.72815533980582514,0.72583500531098788,0.72352941176470587,0.72128071307101405,0.71904594878989825,0.71686676768854185,0.71470075537478228,0.71258907363420421,0.71048983364140483,0.70844372768114272,0.70640937284631289,0.70442700876238473,0.7024557395773845,0.70049547240731258,0.69862546859025332,0.69676542230782312,0.69491525423728817,0.69311394116984115,0.69136080040469916,0.68965517241379326,0.68795793948207407,0.68630733177100778,0.68470273881095534,0.68310563145618131,0.68155372084002896,0.68004644219605237,0.67858325057927837,0.67716362034794109,0.67578704466787543,0.67441605439192898,0.67312428172713834,0.67187414650133837,0.67062864620249729,0.66946062156425179,0.66833297109324075,0.6672815059946835,0.66623334416639579,0.66526042511763761,0.66432622198217672,0.66346620637574849,0.66264411162590231]
["R513A",12,1467,{"$error":"#N/A"},{"$error":"#N/A"},{"$error":"#N/A"},{"$error":"#N/A"},{"$error":"#N/A"},{"$error":"#N/A"},{"$error":"#N/A"},{"$error":"#N/A"},{"$error":"#N/A"},{"$error":"#N/A"},{"$error":"#N/A"},{"$error":"#N/A"},{"$error":"#N/A"},{"$error":"#N/A"},{"$error":"#N/A"},{"$error":"#N/A"},{"$error":"#N/A"},{"$error":"#N/A"},{"$error":"#N/A"},{"$error":"#N/A"},{"$error":"#N/A"},{"$error":"#N/A"},{"$error":"#N/A"},{"$error":"#N/A"},{"$error":"#N/A"},{"$error":"#N/A"},{"$error":"#N/A"},{"$error":"#N/A"},{"$error":"#N/A"},{"$error":"#N/A"},{"$error":"#N/A"},{"$error":"#N/A"},{"$error":"#N/A"},{"$error":"#N/A"},{"$error":"#N/A"},{"$error":"#N/A"},{"$error":"#N/A"},{"$error":"#N/A"},{"$error":"#N/A"},{"$error":"#N/A"},{"$error":"#N/A"},{"$error":"#N/A"},{"$error":"#N/A"},{"$error":"#N/A"},{"$error":"#N/A"},{"$error":"#N/A"},{"$error":"#N/A"},{"$error":"#N/A"},{"$error":"#N/A"},{"$error":"#N/A"},{"$error":"#N/A"},{"$error":"#N/A"},{"$error":"#N/A"},{"$error":"#N/A"},{"$error":"#N/A"},0.9637232625558253,0.95884003741814783,0.95400604979446224,0.94922055872819866,0.94455536783904159,0.93986398716283315,0.93521897810218968,0.93069007263922521,0.92613508018974455,0.92169351817159972,0.91722595078299785,0.91286922962743078,0.90848659428318179,0.90421230610894654,0.89997804931587044,0.89571803087678403,0.89156277181791821,0.88744588744588748,0.88336684860672232,0.87932513583071192,0.87532023911187018,0.87135165769339762,0.86748007616898237,0.86358211051042633,0.8597791136586046,0.85594989561586632,0.85221367699023065,0.84850993377483441,0.8448382443849165,0.84119819450143618,0.83758937691521962,0.83406794602291989,0.8305199189736665,0.82705755782678858,0.82356879812520922,0.82016403280656136,0.81678730327378979,0.81349206349206338,0.81016993808457372,0.80692777012399142,0.80371144798745431,0.80052066384640419,0.79735511474134568,0.79421450248595582,0.79114941789412752,0.78805740645822653,0.78503957110033196,0.78209448718763908,0.77912206245645133,0.77622112836046953,0.77334171644137073,0.77048358807316453,0.76764650814454227,0.76487780610658529,0.76212900427535779,0.759399888868309,0.75673680324843118,0.75409233032922574,0.75146627565982416,0.74885844748858432,0.74631393726108841,0.7437866602164841,0.74132111861137906,0.73887186880519018,0.73643874985031732,0.73406540940558596,0.73170731707317072,0.72936432637571147,0.72707926937400258,0.72480848556275779,0.72259428974268591,0.72039358088321437,0.71824817518248163,0.71611551001397289,0.7140369209334726,0.7119703635100717,0.70995670995670979,0.70795441464256947,0.70596338173678475,0.7040641099026903,0.70217502997088543,0.70029606012297874,0.69846678023850084,0.69668649107901448,0.69495451720436185,0.69323113340472309,0.69155515574047011,0.68992595916535782,0.68830442081701171,0.68672882586120265,0.68519859617848577,0.68371317398554754,0.6822720213001997,0.68087461942983662,0.67948293006297644,0.67817169322379656,0.67690275714049852,0.67563856083493556,0.6744530350386575,0.67330851762645072,0.67224135104115434,0.67117756193386435,0.67019015964692419,0.66924206975352307,0.66836928761614955,0.66753500488440243]
["R513A",13,1468,{"$error":"#N/A"},{"$error":"#N/A"},{"$error":"#N/A"},{"$error":"#N/A"},{"$error":"#N/A"},{"$error":"#N/A"},{"$error":"#N/A"},{"$error":"#N/A"},{"$error":"#N/A"},{"$error":"#N/A"},{"$error":"#N/A"},{"$error":"#N/A"},{"$error":"#N/A"},{"$error":"#N/A"},{"$error":"#N/A"},{"$error":"#N/A"},{"$error":"#N/A"},{"$error":"#N/A"},{"$error":"#N/A"},{"$error":"#N/A"},{"$error":"#N/A"},{"$error":"#N/A"},{"$error":"#N/A"},{"$error":"#N/A"},{"$error":"#N/A"},{"$error":"#N/A"},{"$error":"#N/A"},{"$error":"#N/A"},{"$error":"#N/A"},{"$error":"#N/A"},{"$error":"#N/A"},{"$error":"#N/A"},{"$error":"#N/A"},{"$error":"#N/A"},{"$error":"#N/A"},{"$error":"#N/A"},{"$error":"#N/A"},{"$error":"#N/A"},{"$error":"#N/A"},{"$error":"#N/A"},{"$error":"#N/A"},{"$error":"#N/A"},{"$error":"#N/A"},{"$error":"#N/A"},{"$error":"#N/A"},{"$error":"#N/A"},{"$error":"#N/A"},{"$error":"#N/A"},{"$error":"#N/A"},{"$error":"#N/A"},{"$error":"#N/A"},{"$error":"#N/A"},{"$error":"#N/A"},{"$error":"#N/A"},{"$error":"#N/A"},0.97410311237823699,0.96911440277340066,0.96417653053225705,0.95928872250818908,0.95452428992705274,0.94973361130414624,0.94499078057775043,0.94036697247706436,0.93571700266260927,0.93118328412446061,0.92662347446135318,0.92217723796671192,0.91770499141983142,0.91334372911561601,0.90902372330204728,0.90467784642541915,0.90043923865300146,0.89624016321772093,0.8920800696257617,0.88795841755703142,0.88387467663121588,0.87982832618025764,0.8758812219611195,0.87190756362089761,0.86803105151728999,0.86412814388084869,0.86032034692592851,0.85654596100278557,0.85280454829092422,0.84909567858622126,0.84541892913602323,0.84183149681746638,0.83821725500885935,0.83469055374592838,0.83113723900263548,0.82766973958683809,0.82423105273738528,0.82087560064068332,0.81749302140103675,0.81419209637916212,0.81091772151898744,0.80766957777923698,0.80444735120994115,0.8012507328512799,0.79813120498345347,0.79498448810754918,0.79191346896729353,0.78891668270155857,0.78589227525397731,0.78294080203691918,0.7800114148011924,0.77710386656557995,0.77421791401775053,0.77140169332079012,0.76860588639630067,0.76583027208766585,0.76312197543119509,0.76043276661514692,0.75776244455396768,0.75511081097673272,0.75252370755582743,0.74995427108103152,0.74744773942634912,0.74495790684997887,0.7424846070264397,0.74007220216606495,0.73767542281396192,0.73529411764705876,0.73297181336034811,0.73066413211357961,0.72841407082790488,0.72617782500885597,0.72399788098181173,0.72183098591549288,0.71971913399648912,0.71761960326721119,0.71557391354936295,0.71353985381134721,0.711517325157633,0.70958809276566281,0.70766929405672874,0.70576084461785626,0.70390294151310528,0.70209486842856339,0.70033593349655543,0.69858578974271612,0.69688385269121822,0.69522948225186532,0.69358294800947329,0.6919831223628693,0.69042941341566089,0.6889212501400247,0.68745808182427903,0.68603937754475997,0.68462651675386843,0.68329537247930661,0.68200720820626559,0.68072389174829828,0.67952046848240422,0.67835870284579758,0.67727548042508678,0.67619571192963168,0.67519350057638472,0.67423121197171521,0.6733453769091805,0.67249863313285951]
["R513A",14,1469,{"$error":"#N/A"},{"$error":"#N/A"},{"$error":"#N/A"},{"$error":"#N/A"},{"$error":"#N/A"},{"$error":"#N/A"},{"$error":"#N/A"},{"$error":"#N/A"},{"$error":"#N/A"},{"$error":"#N/A"},{"$error":"#N/A"},{"$error":"#N/A"},{"$error":"#N/A"},{"$error":"#N/A"},{"$error":"#N/A"},{"$error":"#N/A"},{"$error":"#N/A"},{"$error":"#N/A"},{"$error":"#N/A"},{"$error":"#N/A"},{"$error":"#N/A"},{"$error":"#N/A"},{"$error":"#N/A"},{"$error":"#N/A"},{"$error":"#N/A"},{"$error":"#N/A"},{"$error":"#N/A"},{"$error":"#N/A"},{"$error":"#N/A"},{"$error":"#N/A"},{"$error":"#N/A"},{"$error":"#N/A"},{"$error":"#N/A"},{"$error":"#N/A"},{"$error":"#N/A"},{"$error":"#N/A"},{"$error":"#N/A"},{"$error":"#N/A"},{"$error":"#N/A"},{"$error":"#N/A"},{"$error":"#N/A"},{"$error":"#N/A"},{"$error":"#N/A"},{"$error":"#N/A"},{"$error":"#N/A"},{"$error":"#N/A"},{"$error":"#N/A"},{"$error":"#N/A"},{"$error":"#N/A"},{"$error":"#N/A"},{"$error":"#N/A"},{"$error":"#N/A"},{"$error":"#N/A"},{"$error":"#N/A"},{"$error":"#N/A"},0.98478783026421135,0.97968936678614116,0.97464342313787666,0.96964919195900678,0.96478155149423495,0.95988762291243945,0.9550430934078733,0.95032063663756483,0.9455719557195571,0.94094247246022034,0.9362868234756796,0.93174759487917613,0.92718227046585255,0.92273068267066782,0.91832163655368093,0.91388661861951104,0.90956148783553947,0.90527710311327014,0.90103289136327036,0.89682829019321908,0.89266274765948184,0.88853572202557263,0.8845102833309364,0.88045812455261296,0.876505380175301,0.87252606937646304,0.86864406779661019,0.86479645644378833,0.86098278034439324,0.85720259251515796,0.85345545378850973,0.84979964073511138,0.84611680539313494,0.84252346051099403,0.83890328740963049,0.8353708231458844,0.83186798322737732,0.82845019195797132,0.82500503051847873,0.82164328657314656,0.81830882842126285,0.81500132520540691,0.81172045139576321,0.80846588668331787,0.80529003535419674,0.8020867297032932,0.79896070152646981,0.79591044389802001,0.79283228052081978,0.78982854941244462,0.78684749232343931,0.78388885348288828,0.78095238095238106,0.77808704453441291,0.77524265725450647,0.7724189902034666,0.7696639759714663,0.76692854470632266,0.76421248835041955,0.76151560178306088,0.75888450148075015,0.75627151992129849,0.75372265457442256,0.75119091242213276,0.74867612149248286,0.74622338166595881,0.74378666021648432,0.74136580073533842,0.7390050468637348,0.73665928011019943,0.73437220132545233,0.73209927980477374,0.72988369333016845,0.72768147666094773,0.72553530348610862,0.72340175263188844,0.72132301196340598,0.71925618384889789,0.71720116618075813,0.71524103041228126,0.71329157967988877,0.71135272685211959,0.70946530541616204,0.70762858129099082,0.7058418455181914,0.70406410990269053,0.7023354079826416,0.70065508402164633,0.69898278115587886,0.69735797709490888,0.69578006561828265,0.69424846192922052,0.69276260208392004,0.69132194244604317,0.68988726232542485,0.6885356023287057,0.68722762319812269,0.68592460405978151,0.68470273881095522,0.68352320088913598,0.68242343541944084,0.68132720323491935,0.68030973451327437,0.67933281785043642,0.67843353557639274,0.67757395471822834]
["R513A",15,1470,{"$error":"#N/A"},{"$error":"#N/A"},{"$error":"#N/A"},{"$error":"#N/A"},{"$error":"#N/A"},{"$error":"#N/A"},{"$error":"#N/A"},{"$error":"#N/A"},{"$error":"#N/A"},{"$error":"#N/A"},{"$error":"#N/A"},{"$error":"#N/A"},{"$error":"#N/A"},{"$error":"#N/A"},{"$error":"#N/A"},{"$error":"#N/A"},{"$error":"#N/A"},{"$error":"#N/A"},{"$error":"#N/A"},{"$error":"#N/A"},{"$error":"#N/A"},{"$error":"#N/A"},{"$error":"#N/A"},{"$error":"#N/A"},{"$error":"#N/A"},{"$error":"#N/A"},{"$error":"#N/A"},{"$error":"#N/A"},{"$error":"#N/A"},{"$error":"#N/A"},{"$error":"#N/A"},{"$error":"#N/A"},{"$error":"#N/A"},{"$error":"#N/A"},{"$error":"#N/A"},{"$error":"#N/A"},{"$error":"#N/A"},{"$error":"#N/A"},{"$error":"#N/A"},{"$error":"#N/A"},{"$error":"#N/A"},{"$error":"#N/A"},{"$error":"#N/A"},{"$error":"#N/A"},{"$error":"#N/A"},{"$error":"#N/A"},{"$error":"#N/A"},{"$error":"#N/A"},{"$error":"#N/A"},{"$error":"#N/A"},{"$error":"#N/A"},{"$error":"#N/A"},{"$error":"#N/A"},{"$error":"#N/A"},{"$error":"#N/A"},0.99579015544041438,0.99057743416284139,0.98541900336484567,0.98031401928747908,0.97533898977083511,0.97033764594509297,0.96538733223451856,0.96056228035923485,0.95571095571095555,0.95098190814906447,0.9462266328179092,0.94159075250708135,0.93692870201096889,0.932383262583384,0.92788171394085717,0.92335410254485395,0.91893911094508784,0.91456613874637538,0.91023458891437892,0.90594387567209245,0.90169342423575982,0.89748267055819053,0.89337594421847777,0.88924233661075791,0.88521050737675411,0.88115194498173222,0.87719298245614041,0.87326943556975511,0.86938083121289234,0.86552670466540016,0.86170659941151762,0.85797991071428581,0.8542259879158276,0.85056358481432826,0.84687413935554956,0.84327437268613747,0.83970507919169857,0.83622272078319393,0.83271274795206818,0.82928802588996786,0.82589135835627492,0.82252240203290095,0.8191808191808192,0.81586627752719543,0.81263213530655398,0.80937027044811471,0.80618732385134706,0.80308174458083048,0.79994797086368352,0.79689018464528671,0.79385568607202806,0.79084421012023398,0.78785549577248282,0.7849393746011486,0.78204476093591047,0.77917141771189669,0.77636811209998113,0.77358490566037752,0.77082158300432424,0.76807793180966644,0.76540136901057865,0.76274339575840244,0.76015079414127695,0.75757575757575768,0.75501810815787862,0.75252370755582743,0.75004573449600598,0.7475840272290768,0.7451835696110507,0.74279847816897149,0.74047318042261157,0.73816239572706011,0.73591001555582136,0.73367133909931403,0.73148974130240851,0.72932107915801958,0.72720822986874767,0.72510758710133838,0.72301904537973205,0.72102702385837392,0.71904594878989836,0.71707573019296911,0.71515785801500098,0.71329157967988877,0.71147616844053696,0.70966997461343195,0.70791366906474829,0.70620657977837753,0.70450770376310212,0.70285714285714296,0.70125427594070688,0.69969850389669497,0.69818924902083224,0.6967259544579133,0.69526878073596743,0.69389597201850384,0.69256756756756754,0.69124423963133652,0.69000336587007738,0.68880551044408367,0.68768869506876895,0.68657549539492047,0.68554230297625685,0.68455031166518265,0.68363717207647845,0.68276436303080767]
["R513A",16,1471,{"$error":"#N/A"},{"$error":"#N/A"},{"$error":"#N/A"},{"$error":"#N/A"},{"$error":"#N/A"},{"$error":"#N/A"},{"$error":"#N/A"},{"$error":"#N/A"},{"$error":"#N/A"},{"$error":"#N/A"},{"$error":"#N/A"},{"$error":"#N/A"},{"$error":"#N/A"},{"$error":"#N/A"},{"$error":"#N/A"},{"$error":"#N/A"},{"$error":"#N/A"},{"$error":"#N/A"},{"$error":"#N/A"},{"$error":"#N/A"},{"$error":"#N/A"},{"$error":"#N/A"},{"$error":"#N/A"},{"$error":"#N/A"},{"$error":"#N/A"},{"$error":"#N/A"},{"$error":"#N/A"},{"$error":"#N/A"},{"$error":"#N/A"},{"$error":"#N/A"},{"$error":"#N/A"},{"$error":"#N/A"},{"$error":"#N/A"},{"$error":"#N/A"},{"$error":"#N/A"},{"$error":"#N/A"},{"$error":"#N/A"},{"$error":"#N/A"},{"$error":"#N/A"},{"$error":"#N/A"},{"$error":"#N/A"},{"$error":"#N/A"},{"$error":"#N/A"},{"$error":"#N/A"},{"$error":"#N/A"},{"$error":"#N/A"},{"$error":"#N/A"},{"$error":"#N/A"},{"$error":"#N/A"},{"$error":"#N/A"},{"$error":"#N/A"},{"$error":"#N/A"},{"$error":"#N/A"},{"$error":"#N/A"},{"$error":"#N/A"},1.0069586573884568,1.0016286644951142,0.99635479951397354,0.99113618049959717,0.98605098605098618,0.98093946885716554,0.97588067280228508,0.97095042627091899,0.96599387418518801,0.96116277252481053,0.95630539573938755,0.95157047810614293,0.94680932953583252,0.94216775181922652,0.93757146123942392,0.93294902912621358,0.92844202898550732,0.92397836538461553,0.91955741626794285,0.9151785714285714,0.91084123222748825,0.90654481132075482,0.90235492627100011,0.89813800657174181,0.89402529437418221,0.88988568948053826,0.88584803745048613,0.8818468597648409,0.87788166440653781,0.8739519681682536,0.87005729645610819,0.86625818719628156,0.86243163651661769,0.85869868751745337,0.85493848613331491,0.85126998408194354,0.84763283026669434,0.84408454570409008,0.84050840508405078,0.8370193943518206,0.8335592301436705,0.83012755618546274,0.82672402204597395,0.82334828301760488,0.82005467031135415,0.81673306772908372,0.81349206349206371,0.81033006126885831,0.80713957608766973,0.80402667015296125,0.8009376831412387,0.7978723404255319,0.79483037156704373,0.79186248631944889,0.78891668270155857,0.78599271518946912,0.7831402011969949,0.78030831694474423,0.77749683944374226,0.77470554890722421,0.77198267746187155,0.76927887922947014,0.76664173522812284,0.76402261010000627,0.76142131979695438,0.75888450148075015,0.7563645308080188,0.7538612405001226,0.75142036776834276,0.74899525027402269,0.746631054995751,0.74428173786760277,0.74199191651082819,0.73971614144815978,0.73749850101930692,0.73529411764705876,0.73314656970852954,0.73101152977534789,0.72888888888888903,0.72686443682779811,0.72485119924568342,0.72284908321579688,0.72090024616105974,0.71900391652539908,0.71715934930907832,0.71532422215760416,0.71353985381134721,0.71180555555555558,0.71007966747488738,0.70840292576167729,0.70677469401827275,0.70519435844513245,0.7036613272311214,0.70217502997088543,0.7006949982909878,0.69930069930069927,0.69795154060035181,0.69660757773121151,0.69534739103397591,0.69413092550790079,0.69299678855146774,0.69186635167060406,0.6908171861836564,0.68980988166676027,0.68888266591991043,0.68799642018122831]
["R513A",17,1472,{"$error":"#N/A"},{"$error":"#N/A"},{"$error":"#N/A"},{"$error":"#N/A"},{"$error":"#N/A"},{"$error":"#N/A"},{"$error":"#N/A"},{"$error":"#N/A"},{"$error":"#N/A"},{"$error":"#N/A"},{"$error":"#N/A"},{"$error":"#N/A"},{"$error":"#N/A"},{"$error":"#N/A"},{"$error":"#N/A"},{"$error":"#N/A"},{"$error":"#N/A"},{"$error":"#N/A"},{"$error":"#N/A"},{"$error":"#N/A"},{"$error":"#N/A"},{"$error":"#N/A"},{"$error":"#N/A"},{"$error":"#N/A"},{"$error":"#N/A"},{"$error":"#N/A"},{"$error":"#N/A"},{"$error":"#N/A"},{"$error":"#N/A"},{"$error":"#N/A"},{"$error":"#N/A"},{"$error":"#N/A"},{"$error":"#N/A"},{"$error":"#N/A"},{"$error":"#N/A"},{"$error":"#N/A"},{"$error":"#N/A"},{"$error":"#N/A"},{"$error":"#N/A"},{"$error":"#N/A"},{"$error":"#N/A"},{"$error":"#N/A"},{"$error":"#N/A"},{"$error":"#N/A"},{"$error":"#N/A"},{"$error":"#N/A"},{"$error":"#N/A"},{"$error":"#N/A"},{"$error":"#N/A"},{"$error":"#N/A"},{"$error":"#N/A"},{"$error":"#N/A"},{"$error":"#N/A"},{"$error":"#N/A"},{"$error":"#N/A"},1.0185491884730042,1.0130961205831481,1.0077011305915127,1.0023632955749326,0.99716254560194573,0.99193548387096753,0.98676293622141997,0.98172240402266753,0.97665555026202933,0.97171749091483639,0.96675312426314552,0.9619144443575508,0.9570494864612511,0.95230721585630229,0.94761171032357483,0.94288999616711366,0.93828667327790061,0.9337280801639718,0.92921356802900978,0.9247425005638672,0.9203142536475869,0.91592821505696631,0.91165134894752453,0.90734730008852182,0.90315001101402437,0.89892567419425551,0.89480576167612391,0.89072344123397784,0.88667820069204151,0.88266953713670615,0.87869695670810122,0.87482219061166433,0.87091977625150474,0.86711314769122316,0.86327905670971372,0.85953878406708595,0.8558307820762594,0.85221367699023065,0.84856847188685747,0.84501236603462504,0.84148594102757068,0.83798882681564246,0.83452065947486254,0.83108108108108092,0.82772543741588156,0.82434153206889615,0.82103998397970779,0.81781914893617014,0.81456953642384089,0.81139916881060759,0.80825338415034842,0.80513189762387893,0.8020344287949922,0.79901260231258919,0.79601346104064197,0.79303675048355904,0.79013297359799584,0.7872503840245777,0.78438875071742886,0.78154784597788785,0.77877675066480934,0.77602523659305978,0.77334171644137073,0.77067669172932329,0.76802997190134248,0.76544900118240078,0.76288531910934698,0.76033875254991645,0.75785582255083184,0.75538905607074858,0.7529843893480257,0.75059498382864476,0.74826621243460267,0.74595184668566916,0.74369671685107919,0.74145518114413156,0.73927154706094467,0.7371007371007372,0.73494263862332698,0.73288446642435789,0.73083778966131918,0.72880251229483906,0.72682148555220705,0.724893917963225,0.72301904537973205,0.72115384615384626,0.71934031229896489,0.71757773758823873,0.71582377931676655,0.71411983279145386,0.71246524559777569,0.71085938854533892,0.70930165503719511,0.70779146046725749,0.70628768303186906,0.70487106017191969,0.70350034317089905,0.70213494691174805,0.7008547008547007,0.69961890677435878,0.69846678023850084,0.69731844208855376,0.69625268878070867,0.69522948225186532,0.69428764958229849,0.69338745137831892]
["R513A",18,1473,{"$error":"#N/A"},{"$error":"#N/A"},{"$error":"#N/A"},{"$error":"#N/A"},{"$error":"#N/A"},{"$error":"#N/A"},{"$error":"#N/A"},{"$error":"#N/A"},{"$error":"#N/A"},{"$error":"#N/A"},{"$error":"#N/A"},{"$error":"#N/A"},{"$error":"#N/A"},{"$error":"#N/A"},{"$error":"#N/A"},{"$error":"#N/A"},{"$error":"#N/A"},{"$error":"#N/A"},{"$error":"#N/A"},{"$error":"#N/A"},{"$error":"#N/A"},{"$error":"#N/A"},{"$error":"#N/A"},{"$error":"#N/A"},{"$error":"#N/A"},{"$error":"#N/A"},{"$error":"#N/A"},{"$error":"#N/A"},{"$error":"#N/A"},{"$error":"#N/A"},{"$error":"#N/A"},{"$error":"#N/A"},{"$error":"#N/A"},{"$error":"#N/A"},{"$error":"#N/A"},{"$error":"#N/A"},{"$error":"#N/A"},{"$error":"#N/A"},{"$error":"#N/A"},{"$error":"#N/A"},{"$error":"#N/A"},{"$error":"#N/A"},{"$error":"#N/A"},{"$error":"#N/A"},{"$error":"#N/A"},{"$error":"#N/A"},{"$error":"#N/A"},{"$error":"#N/A"},{"$error":"#N/A"},{"$error":"#N/A"},{"$error":"#N/A"},{"$error":"#N/A"},{"$error":"#N/A"},{"$error":"#N/A"},{"$error":"#N/A"},1.030323337242419,1.0247438140464884,1.0192243950944648,1.013764114398747,1.0084446995162746,1.0030990050562711,0.99780968605500109,0.99265595997094669,0.98747591522157974,0.98242811501597427,0.97735399284862934,0.97240888607795095,0.9674374705049551,0.96259195492252303,0.95779473602242649,0.95297125590764686,0.94826921594325797,0.94361334867663982,0.93900297732651361,0.93443743827394954,0.92991608074393284,0.92543826649612526,0.92107233787629184,0.91667908779251761,0.91239522290631236,0.9080841638981173,0.90388007054673714,0.89971472459951718,0.89558759283529921,0.89149815177212444,0.88744588744588748,0.88349375089785953,0.87951376474794429,0.87563180750338154,0.87172218284904324,0.86790855207451312,0.86412814388084869,0.86044071353620133,0.85672494253674158,0.85310029130253862,0.84950618136611644,0.84594222833562582,0.84240805424285992,0.83890328740963016,0.83548430919711991,0.8320367990259081,0.82867344876372717,0.82539256475640843,0.82208260927683452,0.81885360495306569,0.81564986737400536,0.81247110112953291,0.80931701539676282,0.80624016780283148,0.80318662661616813,0.80015612802498048,0.79720007777561741,0.79426578845408768,0.79135302065238378,0.78846153846153832,0.78564128768523234,0.78284114052953135,0.78011035707490339,0.77739855896852483,0.77470554890722421,0.77207959324587272,0.76947137941820465,0.76688072822495157,0.7643549589858315,0.76184577268504172,0.759399888868309,0.75696965967136454,0.75460122699386489,0.75224756895602707,0.74995427108103152,0.74767491337912584,0.74545454545454537,0.74324732612242439,0.74105313893240154,0.73896064884349644,0.73687994248741917,0.73481092060457609,0.73279714030384269,0.73083778966131918,0.72893208486428829,0.72703629270599368,0.72519309003006904,0.72340175263188844,0.72161924317981807,0.71988762729720246,0.71820623613219658,0.71657442470142729,0.71499157123757484,0.71345707656612523,0.7119291543670776,0.71048983364140472,0.70909719820131434,0.70771001150747992,0.70640937284631278,0.70515392994324377,0.70398351648351654,0.70281698188674924,0.70173436786855314,0.7006949982909878,0.69973830925019909,0.69882393045849656]
["R513A",19,1474,{"$error":"#N/A"},{"$error":"#N/A"},{"$error":"#N/A"},{"$error":"#N/A"},{"$error":"#N/A"},{"$error":"#N/A"},{"$error":"#N/A"},{"$error":"#N/A"},{"$error":"#N/A"},{"$error":"#N/A"},{"$error":"#N/A"},{"$error":"#N/A"},{"$error":"#N/A"},{"$error":"#N/A"},{"$error":"#N/A"},{"$error":"#N/A"},{"$error":"#N/A"},{"$error":"#N/A"},{"$error":"#N/A"},{"$error":"#N/A"},{"$error":"#N/A"},{"$error":"#N/A"},{"$error":"#N/A"},{"$error":"#N/A"},{"$error":"#N/A"},{"$error":"#N/A"},{"$error":"#N/A"},{"$error":"#N/A"},{"$error":"#N/A"},{"$error":"#N/A"},{"$error":"#N/A"},{"$error":"#N/A"},{"$error":"#N/A"},{"$error":"#N/A"},{"$error":"#N/A"},{"$error":"#N/A"},{"$error":"#N/A"},{"$error":"#N/A"},{"$error":"#N/A"},{"$error":"#N/A"},{"$error":"#N/A"},{"$error":"#N/A"},{"$error":"#N/A"},{"$error":"#N/A"},{"$error":"#N/A"},{"$error":"#N/A"},{"$error":"#N/A"},{"$error":"#N/A"},{"$error":"#N/A"},{"$error":"#N/A"},{"$error":"#N/A"},{"$error":"#N/A"},{"$error":"#N/A"},{"$error":"#N/A"},{"$error":"#N/A"},1.0424612255275869,1.0367498314227919,1.0311006790175206,1.0255127563781892,1.0200696632940787,1.0146003464488986,1.0091893665900886,1.0039177277179236,0.998619793780953,0.99345771747031741,0.98826932347742258,0.98321342925659494,0.97813121272365811,0.97317825777355815,0.96827521058017807,0.96334586466165406,0.95854114713216965,0.95378411910669991,0.94907407407407429,0.94441031941031939,0.9397921760391198,0.9352189781021899,0.93076049943246331,0.92627456886813786,0.9219007645030729,0.91749962703267196,0.91320810750612524,0.90895654744309784,0.90474439132033846,0.90057109386440193,0.89643611981634008,0.89240368569977524,0.88834320381337584,0.88438308886971539,0.880395104144299,0.87650538017530122,0.87264987584249742,0.86888951681265891,0.86510057673371776,0.86140486028433383,0.85774058577405876,0.85410735365599622,0.85050477112432576,0.84693245197273281,0.84344785023657698,0.83993444414094509,0.83650707290533211,0.83316399105872796,0.82979154017405377,0.82650181427227531,0.82323806974098135,0.82,0.8167873032737899,0.81365350267910286,0.81054365733113676,0.80745749359942243,0.80444735120994126,0.80145956864533796,0.79849389768891221,0.79555009378436059,0.79267899722884572,0.78982854941244451,0.78704888661377026,0.78428872027035657,0.78154784597788796,0.77887537993920963,0.77622112836046964,0.77358490566037741,0.77101485613991116,0.76846182681494435,0.76597334661850802,0.76350093109869666,0.76109151661407082,0.7586972612879348,0.75636453080801869,0.75404610102991665,0.75178778803251634,0.74954296160877532,0.74731150130627633,0.74518356961105048,0.74306772186310655,0.74096385542168675,0.73891625615763556,0.73692409082739219,0.7349865551239918,0.73305918111925639,0.7311853525145644,0.72936432637571158,0.72755234827871762,0.72579217560630216,0.72408312238770822,0.72242452719370376,0.72081575246132212,0.71925618384889778,0.71770334928229662,0.71624061026029229,0.71482536177137213,0.71341569514529335,0.71209401956811202,0.71081830790568667,0.70962903132752564,0.70844372768114272,0.70734372304330329,0.70628768303186917,0.7053156717701704,0.70438666819379225]
["R513A",20,1475,{"$error":"#N/A"},{"$error":"#N/A"},{"$error":"#N/A"},{"$error":"#N/A"},{"$error":"#N/A"},{"$error":"#N/A"},{"$error":"#N/A"},{"$error":"#N/A"},{"$error":"#N/A"},{"$error":"#N/A"},{"$error":"#N/A"},{"$error":"#N/A"},{"$error":"#N/A"},{"$error":"#N/A"},{"$error":"#N/A"},{"$error":"#N/A"},{"$error":"#N/A"},{"$error":"#N/A"},{"$error":"#N/A"},{"$error":"#N/A"},{"$error":"#N/A"},{"$error":"#N/A"},{"$error":"#N/A"},{"$error":"#N/A"},{"$error":"#N/A"},{"$error":"#N/A"},{"$error":"#N/A"},{"$error":"#N/A"},{"$error":"#N/A"},{"$error":"#N/A"},{"$error":"#N/A"},{"$error":"#N/A"},{"$error":"#N/A"},{"$error":"#N/A"},{"$error":"#N/A"},{"$error":"#N/A"},{"$error":"#N/A"},{"$error":"#N/A"},{"$error":"#N/A"},{"$error":"#N/A"},{"$error":"#N/A"},{"$error":"#N/A"},{"$error":"#N/A"},{"$error":"#N/A"},{"$error":"#N/A"},{"$error":"#N/A"},{"$error":"#N/A"},{"$error":"#N/A"},{"$error":"#N/A"},{"$error":"#N/A"},{"$error":"#N/A"},{"$error":"#N/A"},{"$error":"#N/A"},{"$error":"#N/A"},{"$error":"#N/A"},1.0549789861909251,1.0491299897645854,1.043345491559929,1.0376244305719586,1.0320523577781506,1.0264541433697736,1.0209163346613543,1.0155217965653898,1.0101010101010097,1.0048198676578708,0.99951243295953196,0.9943411479385611,0.9891435464414956,0.98407872629810378,0.97906550983045459,0.9740259740259738,0.96911440277340044,0.96425211665098776,0.95943837753510153,0.95467246196833255,0.94995366079703414,0.94528127881955115,0.94072657743785848,0.93614430321942321,0.93167701863354013,0.92718227046585233,0.92279990997074035,0.91845878136200709,0.9141583054626532,0.90989791389258756,0.90567704881820188,0.90156124019643769,0.89741718955202099,0.89337594421847755,0.88930663003398158,0.88533793996976895,0.88140451451092794,0.87756849315068475,0.87370365108680192,0.86993422448546587,0.86619718309859151,0.86249211135264003,0.85881860075408445,0.85517624973927531,0.85162362390085156,0.84804191947049079,0.84454820104366946,0.84114066880940974,0.83770346659402006,0.83435083435083424,0.8310249307479225,0.82772543741588145,0.82445204102151615,0.8212592642051143,0.81809112071832379,0.8149473265752335,0.81188118811881194,0.80883803511540742,0.80581761006289321,0.80281965929116883,0.79989594849450463,0.79699345558219381,0.79416322314049592,0.79135302065238367,0.78856263623541467,0.78584206491183217,0.78314020119699479,0.78045685279187804,0.77784101688484164,0.77524265725450636,0.77271013946475686,0.77019411396368198,0.76774233818113713,0.76530612244897944,0.76293263863044269,0.76057383131338108,0.75827630848899552,0.75599262446220039,0.75372265457442245,0.75155810827324931,0.74940595869128135,0.74726609963547985,0.74518356961105048,0.74315751314119993,0.74118710454956316,0.73922711701424371,0.73732166406905653,0.73546998325759383,0.73362757962543235,0.73183792467424291,0.73010031459607039,0.72841407082790477,0.72677853935239889,0.72519309003006893,0.72361454288739846,0.72212763459167484,0.72068904904201081,0.71925618384889778,0.71791279985991929,0.71661617338615713,0.71540743325772116,0.71420276390663096,0.713084816511102,0.7120115774240231,0.71102375859876288,0.71007966747488727]
["R513A",21,1476,{"$error":"#N/A"},{"$error":"#N/A"},{"$error":"#N/A"},{"$error":"#N/A"},{"$error":"#N/A"},{"$error":"#N/A"},{"$error":"#N/A"},{"$error":"#N/A"},{"$error":"#N/A"},{"$error":"#N/A"},{"$error":"#N/A"},{"$error":"#N/A"},{"$error":"#N/A"},{"$error":"#N/A"},{"$error":"#N/A"},{"$error":"#N/A"},{"$error":"#N/A"},{"$error":"#N/A"},{"$error":"#N/A"},{"$error":"#N/A"},{"$error":"#N/A"},{"$error":"#N/A"},{"$error":"#N/A"},{"$error":"#N/A"},{"$error":"#N/A"},{"$error":"#N/A"},{"$error":"#N/A"},{"$error":"#N/A"},{"$error":"#N/A"},{"$error":"#N/A"},{"$error":"#N/A"},{"$error":"#N/A"},{"$error":"#N/A"},{"$error":"#N/A"},{"$error":"#N/A"},{"$error":"#N/A"},{"$error":"#N/A"},{"$error":"#N/A"},{"$error":"#N/A"},{"$error":"#N/A"},{"$error":"#N/A"},{"$error":"#N/A"},{"$error":"#N/A"},{"$error":"#N/A"},{"$error":"#N/A"},{"$error":"#N/A"},{"$error":"#N/A"},{"$error":"#N/A"},{"$error":"#N/A"},{"$error":"#N/A"},{"$error":"#N/A"},{"$error":"#N/A"},{"$error":"#N/A"},{"$error":"#N/A"},{"$error":"#N/A"},1.0678010243944784,1.0618093922651934,1.0558846252897247,1.0500256103807408,1.0443199184921039,1.0385881955585574,1.0329190460194826,1.0273972602739727,1.0218492979978397,1.0164449219072802,1.0110143021535427,1.0057236304170074,1.0004066693777958,0.9952261509830892,0.9900990099009902,0.98494554772581655,0.9799235181644359,0.97495244134432468,0.970031545741325,0.9651600753295666,0.96033728919425354,0.95556246115599752,0.95090838809431777,0.9462266328179092,0.94166283876894785,0.93707146122200202,0.93259534460535287,0.92816178690009044,0.92377018400300415,0.91941994319031239,0.9151104828509784,0.91090868695845362,0.90667846085802739,0.90255356618726146,0.89840040902782847,0.89435032356576749,0.89033659066232351,0.88642260017296037,0.88247955230305619,0.87863418815629701,0.87482219061166433,0.87104312725727639,0.86729657312085728,0.86358211051042599,0.85995944906662936,0.85630743525480357,0.85274542429284539,0.84927155975971824,0.84576772330330718,0.84235036296397747,0.8389605074687948,0.83559782608695643,0.83226199336896955,0.82900855968187626,0.82578046324269883,0.82257740921554201,0.81945369753497677,0.81635362049512183,0.81327691087014031,0.8102233054475988,0.80724552077180534,0.8042895442359248,0.80140734949179049,0.79854573784327731,0.79570448958468099,0.79293450232078377,0.79018373377874862,0.78745198463508315,0.78478912779940024,0.78214421976344894,0.77956648497908476,0.77700568540745429,0.77451042125810698,0.77203113231232734,0.76961581779501931,0.76721556886227538,0.76487780610658529,0.76255424674519534,0.76024476172816613,0.75804264760261297,0.75585325385608071,0.75367647058823517,0.75155810827324943,0.74949728840411922,0.74749316317228809,0.7454997272561974,0.74356184258251734,0.74167872648335742,0.73980512450378921,0.73798524029519419,0.73621835158915416,0.73450376209243995,0.73284080076263103,0.73122882111646148,0.72962391742792732,0.72811223583732887,0.7266497311986766,0.72519309003006904,0.72382745836520901,0.72250939849624063,0.72128071307101393,0.72005619950825417,0.71891986673680519,0.71782900496060698,0.71682498980127041,0.71586544057734824]
["R513A",22,1477,{"$error":"#N/A"},{"$error":"#N/A"},{"$error":"#N/A"},{"$error":"#N/A"},{"$error":"#N/A"},{"$error":"#N/A"},{"$error":"#N/A"},{"$error":"#N/A"},{"$error":"#N/A"},{"$error":"#N/A"},{"$error":"#N/A"},{"$error":"#N/A"},{"$error":"#N/A"},{"$error":"#N/A"},{"$error":"#N/A"},{"$error":"#N/A"},{"$error":"#N/A"},{"$error":"#N/A"},{"$error":"#N/A"},{"$error":"#N/A"},{"$error":"#N/A"},{"$error":"#N/A"},{"$error":"#N/A"},{"$error":"#N/A"},{"$error":"#N/A"},{"$error":"#N/A"},{"$error":"#N/A"},{"$error":"#N/A"},{"$error":"#N/A"},{"$error":"#N/A"},{"$error":"#N/A"},{"$error":"#N/A"},{"$error":"#N/A"},{"$error":"#N/A"},{"$error":"#N/A"},{"$error":"#N/A"},{"$error":"#N/A"},{"$error":"#N/A"},{"$error":"#N/A"},{"$error":"#N/A"},{"$error":"#N/A"},{"$error":"#N/A"},{"$error":"#N/A"},{"$error":"#N/A"},{"$error":"#N/A"},{"$error":"#N/A"},{"$error":"#N/A"},{"$error":"#N/A"},{"$error":"#N/A"},{"$error":"#N/A"},{"$error":"#N/A"},{"$error":"#N/A"},{"$error":"#N/A"},{"$error":"#N/A"},{"$error":"#N/A"},1.0809385710519377,1.0747990213212164,1.0687288209227563,1.0627268014515292,1.0568826258807356,1.0510125608818248,1.0452073419442556,1.039553752535497,1.0338740859040092,1.0283421118635565,1.0227839680691835,1.0173697270471467,1.0119292472233647,1.0066290203780996,1.0013840267035741,0.99611273080660823,0.99097647437963254,0.98589291439563975,0.98086124401913899,0.97588067280228485,0.97095042627091876,0.96606974552309144,0.9613130128956624,0.95652850143868129,0.95186503637207842,0.94717387956260579,0.94260096559123296,0.93807199511897499,0.93358633776091082,0.92914337513219525,0.92474250056386742,0.92045199431265434,0.91613287650826758,0.91192170818505336,0.90768208988266552,0.90354807904209211,0.89945155393053011,0.89545719277810121,0.89143354109291195,0.88750992135074702,0.88362068965517249,0.87976539589442815,0.87594359777809416,0.87215486066794279,0.86846007201864017,0.86473565804274455,0.86110333239988812,0.85756117966952516,0.85398875234326166,0.85050477112432576,0.84704910130156341,0.84362139917695467,0.84022132659334658,0.83690549091651345,0.83361572348356483,0.83035171808546548,0.82716879623402828,0.82401018289006511,0.82087560064068354,0.8177647762781729,0.81473140359011709,0.8117204513957631,0.80878485007890588,0.8058704055559196,0.80297688993341165,0.80015612802498037,0.79735511474134579,0.79457364341085268,0.791862486319449,0.78916976774027969,0.78654559406573732,0.7839388145315489,0.78139889460644163,0.77887537993920963,0.77641711905062483,0.77397432670526045,0.77159525751207569,0.76923076923076938,0.76688072822495179,0.7646400596792241,0.76241244653815166,0.76019777503090225,0.75804264760261308,0.75594616188310504,0.75390744713453883,0.75187969924812037,0.7499085477380808,0.74799318900510825,0.7460875894698531,0.74423670357596672,0.74243978994386428,0.74069613392749611,0.73900504686373469,0.73736586535579396,0.73573393946644328,0.73419686026383324,0.73270983499136233,0.7312288211164617,0.72984038450127564,0.72850035536602709,0.72725122686690713,0.72600637469011919,0.72485119924568331,0.72374227714033545,0.72272166402256299,0.72174627391151269]
["R513A",23,1478,{"$error":"#N/A"},{"$error":"#N/A"},{"$error":"#N/A"},{"$error":"#N/A"},{"$error":"#N/A"},{"$error":"#N/A"},{"$error":"#N/A"},{"$error":"#N/A"},{"$error":"#N/A"},{"$error":"#N/A"},{"$error":"#N/A"},{"$error":"#N/A"},{"$error":"#N/A"},{"$error":"#N/A"},{"$error":"#N/A"},{"$error":"#N/A"},{"$error":"#N/A"},{"$error":"#N/A"},{"$error":"#N/A"},{"$error":"#N/A"},{"$error":"#N/A"},{"$error":"#N/A"},{"$error":"#N/A"},{"$error":"#N/A"},{"$error":"#N/A"},{"$error":"#N/A"},{"$error":"#N/A"},{"$error":"#N/A"},{"$error":"#N/A"},{"$error":"#N/A"},{"$error":"#N/A"},{"$error":"#N/A"},{"$error":"#N/A"},{"$error":"#N/A"},{"$error":"#N/A"},{"$error":"#N/A"},{"$error":"#N/A"},{"$error":"#N/A"},{"$error":"#N/A"},{"$error":"#N/A"},{"$error":"#N/A"},{"$error":"#N/A"},{"$error":"#N/A"},{"$error":"#N/A"},{"$error":"#N/A"},{"$error":"#N/A"},{"$error":"#N/A"},{"$error":"#N/A"},{"$error":"#N/A"},{"$error":"#N/A"},{"$error":"#N/A"},{"$error":"#N/A"},{"$error":"#N/A"},{"$error":"#N/A"},{"$error":"#N/A"},1.0945008008542443,1.0882066707953642,1.0819845179451093,1.075833114668066,1.0698443072105768,1.0638297872340423,1.057882514836157,1.0520913523222992,1.0462742429397751,1.0406091370558375,1.0349179638199411,1.0293748430831033,1.0238055601797902,1.0183805265772479,1.0130126832482294,1.0076185795035633,1.0023632955749326,0.99716254560194573,0.99201548511976789,0.98692128700954806,0.98187914105532048,0.97688825351441511,0.97202465623518264,0.96713319704356049,0.96236601204913519,0.95757103931490839,0.95289742795165777,0.94826921594325797,0.94368574497468161,0.93914636939757201,0.93465045592705176,0.93026773559219489,0.92585622882950702,0.92155540570914818,0.91722595078299785,0.91300475059382424,0.90882222550613267,0.90474439132033824,0.90063703595225875,0.89663216212275854,0.89266274765948184,0.8887283236994219,0.88482842960938046,0.88096261280618804,0.87719298245614041,0.87339345309948158,0.86968818496782874,0.86607520067596111,0.86243163651661736,0.8588785699322673,0.85535465924895704,0.85185954706004563,0.84839288177679684,0.84501236603462471,0.8416586834542219,0.83833151581243182,0.83508724285423319,0.83186798322737732,0.82867344876372717,0.82550335570469779,0.82241240973522312,0.81934452438049543,0.81635362049512183,0.81338447295331306,0.81043684522632931,0.8075635217648216,0.80471050049067716,0.80187756698611379,0.79911642411642414,0.79637423114276451,0.79370200684003356,0.79104765579780056,0.78846153846153832,0.78589227525397731,0.7833895930195528,0.78090279982223343,0.77848101265822767,0.77607420026500107,0.77368222417914212,0.77140169332079012,0.76913456728364193,0.76688072822495157,0.76468759714019274,0.76255424674519534,0.76047978236676161,0.75841657417684061,0.75641104483119126,0.75446236888916152,0.75252370755582743,0.75064079091907732,0.74881285766467787,0.74703917400546616,0.74531903290310852,0.743651753325272,0.74199191651082819,0.74042860582711278,0.73891625615763545,0.73741007194244612,0.73599808520823351,0.73463537000537549,0.7333651323634629,0.73209927980477341,0.73092464939386736,0.72979708081167682,0.72875933167436902,0.72776758771670302]
["R513A",24,1479,{"$error":"#N/A"},{"$error":"#N/A"},{"$error":"#N/A"},{"$error":"#N/A"},{"$error":"#N/A"},{"$error":"#N/A"},{"$error":"#N/A"},{"$error":"#N/A"},{"$error":"#N/A"},{"$error":"#N/A"},{"$error":"#N/A"},{"$error":"#N/A"},{"$error":"#N/A"},{"$error":"#N/A"},{"$error":"#N/A"},{"$error":"#N/A"},{"$error":"#N/A"},{"$error":"#N/A"},{"$error":"#N/A"},{"$error":"#N/A"},{"$error":"#N/A"},{"$error":"#N/A"},{"$error":"#N/A"},{"$error":"#N/A"},{"$error":"#N/A"},{"$error":"#N/A"},{"$error":"#N/A"},{"$error":"#N/A"},{"$error":"#N/A"},{"$error":"#N/A"},{"$error":"#N/A"},{"$error":"#N/A"},{"$error":"#N/A"},{"$error":"#N/A"},{"$error":"#N/A"},{"$error":"#N/A"},{"$error":"#N/A"},{"$error":"#N/A"},{"$error":"#N/A"},{"$error":"#N/A"},{"$error":"#N/A"},{"$error":"#N/A"},{"$error":"#N/A"},{"$error":"#N/A"},{"$error":"#N/A"},{"$error":"#N/A"},{"$error":"#N/A"},{"$error":"#N/A"},{"$error":"#N/A"},{"$error":"#N/A"},{"$error":"#N/A"},{"$error":"#N/A"},{"$error":"#N/A"},{"$error":"#N/A"},{"$error":"#N/A"},1.1084076777507432,1.101953055008063,1.0955731718179391,1.0892667375132836,1.0831278619232123,1.0769634883110057,1.0708688838586105,1.0649350649350648,1.0589754627636674,1.0531723606473156,1.0473433242506813,1.0416666666666667,1.0359639518234649,1.0304096506659965,1.0249145904507959,1.0193933366484333,1.0140148392415498,1.0086927997375759,1.0034263338228098,0.99821457555591597,0.99305667689326649,0.98795180722891562,0.98297770318868383,0.97797566987357887,0.97310126582278456,0.96819899244332475,0.96342132059215158,0.95869056897895544,0.95400604979446202,0.94936708860759489,0.94477302404178509,0.94029508447366406,0.93578819233110166,0.93139482053611988,0.92697264300248705,0.92266146575650743,0.91839020383782566,0.91422625241563837,0.910032554010062,0.90594387567209267,0.90189177298724155,0.89787575735455138,0.89389534883720911,0.88995007597134768,0.88610330667819315,0.88222636637498197,0.87844593629481516,0.87475997439726894,0.87104312725727617,0.86741889985895626,0.86382470679120738,0.86026017624842621,0.8567249425367417,0.85327783558792902,0.84985835694050982,0.84646617576216365,0.84315876062517137,0.83987709115739162,0.83662086790912815,0.83338979605664321,0.83023962200472479,0.82711317329029632,0.82406538925365136,0.82103998397970757,0.81803671189146043,0.81510934393638157,0.812202852614897,0.8093170153967626,0.80650449150875358,0.8037114479874542,0.80098984110445426,0.79828660436137078,0.7956530176596156,0.79303675048355893,0.79048843187660656,0.78795643818065331,0.78549077207995388,0.78304048892284195,0.78060544519895925,0.77828397873955946,0.77597627909911049,0.7736822241791419,0.77145007526342202,0.76927887922947036,0.76716771658454441,0.76506810972196315,0.76302729528535984,0.76104442519490156,0.75907183411503321,0.75715604801477387,0.75529628492477729,0.75349179122764021,0.75174184085075169,0.75004573449600587,0.74835726454125084,0.74676704510958636,0.74522871857013018,0.7436967168510793,0.74226057570454396,0.7408745934224793,0.73958270699296491,0.7382953181272508,0.73710073710073709,0.73595404774726259,0.73489872737049644,0.7338902147971359]
["R513A",25,1480,{"$error":"#N/A"},{"$error":"#N/A"},{"$error":"#N/A"},{"$error":"#N/A"},{"$error":"#N/A"},{"$error":"#N/A"},{"$error":"#N/A"},{"$error":"#N/A"},{"$error":"#N/A"},{"$error":"#N/A"},{"$error":"#N/A"},{"$error":"#N/A"},{"$error":"#N/A"},{"$error":"#N/A"},{"$error":"#N/A"},{"$error":"#N/A"},{"$error":"#N/A"},{"$error":"#N/A"},{"$error":"#N/A"},{"$error":"#N/A"},{"$error":"#N/A"},{"$error":"#N/A"},{"$error":"#N/A"},{"$error":"#N/A"},{"$error":"#N/A"},{"$error":"#N/A"},{"$error":"#N/A"},{"$error":"#N/A"},{"$error":"#N/A"},{"$error":"#N/A"},{"$error":"#N/A"},{"$error":"#N/A"},{"$error":"#N/A"},{"$error":"#N/A"},{"$error":"#N/A"},{"$error":"#N/A"},{"$error":"#N/A"},{"$error":"#N/A"},{"$error":"#N/A"},{"$error":"#N/A"},{"$error":"#N/A"},{"$error":"#N/A"},{"$error":"#N/A"},{"$error":"#N/A"},{"$error":"#N/A"},{"$error":"#N/A"},{"$error":"#N/A"},{"$error":"#N/A"},{"$error":"#N/A"},{"$error":"#N/A"},{"$error":"#N/A"},{"$error":"#N/A"},{"$error":"#N/A"},{"$error":"#N/A"},{"$error":"#N/A"},1.1226725082146767,1.116051175029489,1.1095074869204404,1.1030400860909333,1.096745430227374,1.0904255319148932,1.0841780520052886,1.0780962398106757,1.0719888443437333,1.0660426417056681,1.0600706713780919,1.0542555926973516,1.0484145925673369,1.0427263479145472,1.0370994940978078,1.0314465408805029,1.0259404454082908,1.020492823363478,1.0151027482050012,1.0097693128642966,1.004491629236423,0.99926882768705827,0.99418040737148405,0.98906400771952407,0.98407872629810356,0.97906550983045437,0.97418026294946924,0.96934352588856476,0.96455457967377656,0.95981271946937174,0.95511725423202365,0.95054095826893348,0.94593555333384605,0.94144661308840405,0.93692870201096889,0.93252463987869594,0.92816178690009044,0.9239089611657777,0.91962616822429888,0.91545102709139636,0.91131362525005555,0.90721345331169778,0.90315001101402437,0.89912280701754355,0.89519650655021832,0.89123976523440318,0.88738186278046327,0.88362068965517226,0.8798283261802573,0.87613077854548038,0.87246417931621512,0.8688281415554141,0.86522228474957796,0.86170659941151717,0.85821936924365039,0.85476025017373169,0.85138783138367824,0.8480419194704909,0.84472220314538848,0.84142837597482534,0.83821725500885902,0.83503054989816683,0.83192424754819072,0.82884097035040427,0.82578046324269883,0.8227975115392332,0.8198360327934413,0.81689579597529371,0.81403044341495701,0.81118512167776813,0.80841275057509032,0.8056592650815485,0.80297688993341154,0.80031231700175665,0.79771710227641213,0.79513866442562531,0.79262791596855242,0.79013297359799584,0.78765368852459017,0.7852901742961117,0.78294080203691918,0.78060544519895914,0.77833322786812631,0.77612317011610299,0.77397432670526056,0.77183734939759041,0.76976031040740978,0.76774233818113724,0.76573491875739264,0.76378539493293596,0.76189296333002965,0.76005684978063393,0.75827630848899574,0.75655062123262384,0.75483277078858535,0.75321494182486204,0.75164996333414802,0.75009147457006953,0.74863055386488109,0.74722070348095504,0.74590661006670711,0.74459713057691135,0.74338208630484703,0.74221578566256341,0.74114244396240059,0.74011673385883614]
["R513A",26,1481,{"$error":"#N/A"},{"$error":"#N/A"},{"$error":"#N/A"},{"$error":"#N/A"},{"$error":"#N/A"},{"$error":"#N/A"},{"$error":"#N/A"},{"$error":"#N/A"},{"$error":"#N/A"},{"$error":"#N/A"},{"$error":"#N/A"},{"$error":"#N/A"},{"$error":"#N/A"},{"$error":"#N/A"},{"$error":"#N/A"},{"$error":"#N/A"},{"$error":"#N/A"},{"$error":"#N/A"},{"$error":"#N/A"},{"$error":"#N/A"},{"$error":"#N/A"},{"$error":"#N/A"},{"$error":"#N/A"},{"$error":"#N/A"},{"$error":"#N/A"},{"$error":"#N/A"},{"$error":"#N/A"},{"$error":"#N/A"},{"$error":"#N/A"},{"$error":"#N/A"},{"$error":"#N/A"},{"$error":"#N/A"},{"$error":"#N/A"},{"$error":"#N/A"},{"$error":"#N/A"},{"$error":"#N/A"},{"$error":"#N/A"},{"$error":"#N/A"},{"$error":"#N/A"},{"$error":"#N/A"},{"$error":"#N/A"},{"$error":"#N/A"},{"$error":"#N/A"},{"$error":"#N/A"},{"$error":"#N/A"},{"$error":"#N/A"},{"$error":"#N/A"},{"$error":"#N/A"},{"$error":"#N/A"},{"$error":"#N/A"},{"$error":"#N/A"},{"$error":"#N/A"},{"$error":"#N/A"},{"$error":"#N/A"},{"$error":"#N/A"},1.137519652270415,1.1307225592939878,1.124006214018094,1.1173691860465116,1.1109104046242775,1.1044266858220344,1.098018211033744,1.0917805787324695,1.0855176065660574,1.0794207985958753,1.0732984293193717,1.067337729954877,1.0613512813875225,1.055522183128808,1.0497567636767091,1.0439653709047698,1.0383251730541954,1.0327455919395467,1.0272256555871055,1.0217644126931382,1.0163609320773426,1.0110143021535427,1.0058058712895577,1.0005694297567724,0.99546778892845555,0.99033816425120758,0.98534006248497952,0.98039215686274506,0.97549369497977634,0.97064393939393945,0.96584216725559491,0.96116277252481053,0.95645412130637641,0.95186503637207864,0.94724682325760501,0.9427454587261439,0.93828667327790061,0.93394077448747137,0.92956469165658995,0.92529902956443255,0.92107233787629184,0.91688408497950047,0.91273374888690995,0.90862081702001896,0.90461131131867323,0.90057109386440171,0.89663216212275854,0.89279233505117217,0.88892100888920988,0.88514680483592401,0.88140451451092805,0.87769373483659185,0.87401406949477733,0.87042672139268251,0.86686870110649084,0.86333965045272687,0.8598993288590604,0.85648631710883649,0.85310029130253862,0.84974093264248685,0.84646617576216343,0.84321656269280842,0.84004917361016263,0.83690549091651356,0.83378524945770061,0.83074429285424811,0.82772543741588156,0.82472844307362203,0.82180797755061141,0.81890812250332878,0.81608280254777066,0.81327691087014031,0.81054365733113654,0.80782871404177059,0.80518460329929287,0.8025577450084822,0.79999999999999982,0.79745850622406644,0.79493310928714545,0.79252577319587625,0.79013297359799584,0.78775457922377345,0.78544061302682,0.78319006685768877,0.78100196837894476,0.77882606217944672,0.77671129072998235,0.77465675777805765,0.7726130653266331,0.77062840674143229,0.76870195612774195,0.76683291770573558,0.76502052494091299,0.76326403971455159,0.76151560178306088,0.75986903070365097,0.75827630848899574,0.75669024915410654,0.75520353656290273,0.75376884422110568,0.75243163883281339,0.75109916951636535,0.74986282997012743,0.74867612149248286,0.7475840272290768,0.74654042243262919]
["R513A",27,1482,{"$error":"#N/A"},{"$error":"#N/A"},{"$error":"#N/A"},{"$error":"#N/A"},{"$error":"#N/A"},{"$error":"#N/A"},{"$error":"#N/A"},{"$error":"#N/A"},{"$error":"#N/A"},{"$error":"#N/A"},{"$error":"#N/A"},{"$error":"#N/A"},{"$error":"#N/A"},{"$error":"#N/A"},{"$error":"#N/A"},{"$error":"#N/A"},{"$error":"#N/A"},{"$error":"#N/A"},{"$error":"#N/A"},{"$error":"#N/A"},{"$error":"#N/A"},{"$error":"#N/A"},{"$error":"#N/A"},{"$error":"#N/A"},{"$error":"#N/A"},{"$error":"#N/A"},{"$error":"#N/A"},{"$error":"#N/A"},{"$error":"#N/A"},{"$error":"#N/A"},{"$error":"#N/A"},{"$error":"#N/A"},{"$error":"#N/A"},{"$error":"#N/A"},{"$error":"#N/A"},{"$error":"#N/A"},{"$error":"#N/A"},{"$error":"#N/A"},{"$error":"#N/A"},{"$error":"#N/A"},{"$error":"#N/A"},{"$error":"#N/A"},{"$error":"#N/A"},{"$error":"#N/A"},{"$error":"#N/A"},{"$error":"#N/A"},{"$error":"#N/A"},{"$error":"#N/A"},{"$error":"#N/A"},{"$error":"#N/A"},{"$error":"#N/A"},{"$error":"#N/A"},{"$error":"#N/A"},{"$error":"#N/A"},{"$error":"#N/A"},1.1526567332021365,1.1456780923994041,1.1387834459772248,1.1319712865819989,1.1253430924062215,1.1186903137789903,1.112115732368897,1.1057173678532903,1.0992939494146035,1.0930418555051986,1.0867644460151973,1.0806536636794943,1.0745173407879793,1.0685431326557207,1.0626349892008642,1.0567010309278351,1.0509227614490773,1.0452073419442558,1.0395537525354972,1.0339609952925353,1.028428093645485,1.0229540918163675,1.0176222387689255,1.0122623652374294,1.0070411003766169,1.0017918227724385,0.99667774086378735,0.99161560786842962,0.98660463623967287,0.98164405426975276,0.97673310569363947,0.97194784670090884,0.96713319704356049,0.96244131455399073,0.95772015884139239,0.95311894614490522,0.94856173363152629,0.94412035615597178,0.93964858670741025,0.93529009200821256,0.93097184377838349,0.92669328712423726,0.92245387730613471,0.91825307950727875,0.91415830546265342,0.91003255401006222,0.90601060695344748,0.90209020902090209,0.89813800657174137,0.8942852988221609,0.89046550351118536,0.88667820069204151,0.88292297753212279,0.87926227750375285,0.87563180750338154,0.87203119461183987,0.8685213952831522,0.86503973556508917,0.86158587839731038,0.85815949208121112,0.85481965390228642,0.85150571131879538,0.84827586206896566,0.84507042253521136,0.84188911704312119,0.83878887070376429,0.8357113738279659,0.8326563769293257,0.82967959527824642,0.82672402204597395,0.82384460817146699,0.82098518221866257,0.81819996008780671,0.81543357199681776,0.81273952689308837,0.81006322444678602,0.8074574935994222,0.80486847271299589,0.80229600156545577,0.79984393289114319,0.79740680713128054,0.79498448810754918,0.79262791596855275,0.79033605346012992,0.78810790030114708,0.78589227525397753,0.78373900853829503,0.78164717844433151,0.77956648497908476,0.77754598900056904,0.77558484141496942,0.77368222417914212,0.77183734939759041,0.77004945846115325,0.76826983135540294,0.76659395450296031,0.76497294607873623,0.76335877862595436,0.76184577268504172,0.76038575667655806,0.75902499228633147,0.75766908956511025,0.75641104483119126,0.75520353656290307,0.75409233032922574,0.75303048855148769]
["R513A",28,1483,{"$error":"#N/A"},{"$error":"#N/A"},{"$error":"#N/A"},{"$error":"#N/A"},{"$error":"#N/A"},{"$error":"#N/A"},{"$error":"#N/A"},{"$error":"#N/A"},{"$error":"#N/A"},{"$error":"#N/A"},{"$error":"#N/A"},{"$error":"#N/A"},{"$error":"#N/A"},{"$error":"#N/A"},{"$error":"#N/A"},{"$error":"#N/A"},{"$error":"#N/A"},{"$error":"#N/A"},{"$error":"#N/A"},{"$error":"#N/A"},{"$error":"#N/A"},{"$error":"#N/A"},{"$error":"#N/A"},{"$error":"#N/A"},{"$error":"#N/A"},{"$error":"#N/A"},{"$error":"#N/A"},{"$error":"#N/A"},{"$error":"#N/A"},{"$error":"#N/A"},{"$error":"#N/A"},{"$error":"#N/A"},{"$error":"#N/A"},{"$error":"#N/A"},{"$error":"#N/A"},{"$error":"#N/A"},{"$error":"#N/A"},{"$error":"#N/A"},{"$error":"#N/A"},{"$error":"#N/A"},{"$error":"#N/A"},{"$error":"#N/A"},{"$error":"#N/A"},{"$error":"#N/A"},{"$error":"#N/A"},{"$error":"#N/A"},{"$error":"#N/A"},{"$error":"#N/A"},{"$error":"#N/A"},{"$error":"#N/A"},{"$error":"#N/A"},{"$error":"#N/A"},{"$error":"#N/A"},{"$error":"#N/A"},{"$error":"#N/A"},1.1683130699088142,1.1611441517983574,1.1540626759241885,1.1470670521309334,1.140261425790303,1.1334316255068186,1.1266831547128331,1.1201165649758673,1.1135252580119497,1.1071107110711069,1.1006711409395973,1.0944034166740815,1.0881104033970275,1.0819845179451091,1.0759272218334501,1.0698443072105763,1.0639218060721389,1.0580645161290323,1.052271366241766,1.0465413086020587,1.0408733181010408,1.0352663917178688,1.0298057602143336,1.024317121918721,1.018971087730925,1.0135970333745363,1.0083620265617312,1.0031808172253485,0.99805258033106126,0.99297650762896583,0.98795180722891562,0.98305626598465468,0.97813121272365811,0.97333227823059265,0.96850393700787396,0.96379877762106247,0.9591391141609481,0.95459837019790439,0.95002703328956495,0.94557195571955732,0.94115846660035196,0.93678598629093668,0.93245394587218544,0.92816178690009032,0.92397836538461531,0.91976370298362364,0.91565547532196845,0.91165134894752431,0.90761511216056645,0.90368084637425605,0.89978054133138263,0.89591375919586269,0.89208006962576158,0.8883432038133755,0.88463751438434968,0.88096261280618815,0.87738069762465232,0.87382779198635985,0.87030354489492689,0.86680761099365733,0.86340025270251275,0.86001957768144288,0.8567249425367417,0.85345545378850951,0.850210824635377,0.84704910130156308,0.84391080617495717,0.84079567981406778,0.83776052308949733,0.83474720054292484,0.83181172651653479,0.82889682593166658,0.82605775688381444,0.82323806974098102,0.82049229537722623,0.8177647762781729,0.81510934393638157,0.81247110112953302,0.80984988148538317,0.80735149327207079,0.80486847271299566,0.8024006784526061,0.8,0.7976653696498055,0.79539575788929129,0.79313902501934497,0.79094591987653529,0.78881549413198226,0.78669651423089215,0.78463893850472066,0.78264189361160585,0.78070453824182795,0.77882606217944661,0.77700568540745418,0.77519379844961234,0.77348761162117952,0.7718373493975903,0.77019411396368198,0.76865391826021734,0.76716771658454441,0.76578259245423985,0.7644024610030451,0.76312197543119487,0.76189296333002976,0.76076199901039088,0.759681304428386]
["R513A",29,1484,{"$error":"#N/A"},{"$error":"#N/A"},{"$error":"#N/A"},{"$error":"#N/A"},{"$error":"#N/A"},{"$error":"#N/A"},{"$error":"#N/A"},{"$error":"#N/A"},{"$error":"#N/A"},{"$error":"#N/A"},{"$error":"#N/A"},{"$error":"#N/A"},{"$error":"#N/A"},{"$error":"#N/A"},{"$error":"#N/A"},{"$error":"#N/A"},{"$error":"#N/A"},{"$error":"#N/A"},{"$error":"#N/A"},{"$error":"#N/A"},{"$error":"#N/A"},{"$error":"#N/A"},{"$error":"#N/A"},{"$error":"#N/A"},{"$error":"#N/A"},{"$error":"#N/A"},{"$error":"#N/A"},{"$error":"#N/A"},{"$error":"#N/A"},{"$error":"#N/A"},{"$error":"#N/A"},{"$error":"#N/A"},{"$error":"#N/A"},{"$error":"#N/A"},{"$error":"#N/A"},{"$error":"#N/A"},{"$error":"#N/A"},{"$error":"#N/A"},{"$error":"#N/A"},{"$error":"#N/A"},{"$error":"#N/A"},{"$error":"#N/A"},{"$error":"#N/A"},{"$error":"#N/A"},{"$error":"#N/A"},{"$error":"#N/A"},{"$error":"#N/A"},{"$error":"#N/A"},{"$error":"#N/A"},{"$error":"#N/A"},{"$error":"#N/A"},{"$error":"#N/A"},{"$error":"#N/A"},{"$error":"#N/A"},{"$error":"#N/A"},1.184514637904468,1.1771461383864483,1.1698687464333271,1.1626807826826731,1.1556891853800619,1.1486738886813592,1.1417432470064046,1.1350004613823013,1.1282333516785907,1.1216487324457411,1.1150394343214576,1.1086074808472286,1.1021505376344083,1.0958660014255166,1.089652728561304,1.0834140755747377,1.077340807567662,1.0713352495427226,1.0653962754439152,1.05952278404686,1.0537136982780775,1.0479679645565305,1.0423728813559323,1.0367498314227919,1.0312735809507836,1.0257693269952461,1.0204081632653059,1.015102748205001,1.0098522167487685,1.0046557216368537,0.99951243295953196,0.99450194049159113,0.98946182929772342,0.98455134875530292,0.9796113411914622,0.97479790775083208,0.97003154574132489,0.96538733223451834,0.96071233304694192,0.95615671641791056,0.95164410058027082,0.94717387956260579,0.94274545872614379,0.9383582545010678,0.93408262454434987,0.92977549323456032,0.92557754533824976,0.92148636499850156,0.91736276849641973,0.91334372911561579,0.90935975158953131,0.90541037909458943,0.90149516270888308,0.89767917092395244,0.89389534883720911,0.89014329135909676,0.88648648648648654,0.88285960378983641,0.87926227750375308,0.87569414780008525,0.87221670685009189,0.86876677496821564,0.86540491099697459,0.86206896551724133,0.85875863994973112,0.85553314321485685,0.85233178573903401,0.8491542975491887,0.84605860503508046,0.84298540196011229,0.83999180495800041,0.83701939435182038,0.83412450834124485,0.8312495776170844,0.8284501919579712,0.82566959790561845,0.82296266559614595,0.82027342447482499,0.81760170167508639,0.8150553309919818,0.81252477209671026,0.81000987816924586,0.80756352176482171,0.80518460329929309,0.80287206266318545,0.8005727675084614,0.79833841760238855,0.79616803676613368,0.79400942482731895,0.79191346896729331,0.78987927048548667,0.78790596374351407,0.78599271518946889,0.78413872242764238,0.78229345544743356,0.78055590811016606,0.77887537993920963,0.7772020725388602,0.77563374952705244,0.77412046069607909,0.77271013946475686,0.77130494763905422,0.77000125203455616,0.76875000000000004,0.76759860209685471,0.76649841091792847]
["R513A",30,1485,{"$error":"#N/A"},{"$error":"#N/A"},{"$error":"#N/A"},{"$error":"#N/A"},{"$error":"#N/A"},{"$error":"#N/A"},{"$error":"#N/A"},{"$error":"#N/A"},{"$error":"#N/A"},{"$error":"#N/A"},{"$error":"#N/A"},{"$error":"#N/A"},{"$error":"#N/A"},{"$error":"#N/A"},{"$error":"#N/A"},{"$error":"#N/A"},{"$error":"#N/A"},{"$error":"#N/A"},{"$error":"#N/A"},{"$error":"#N/A"},{"$error":"#N/A"},{"$error":"#N/A"},{"$error":"#N/A"},{"$error":"#N/A"},{"$error":"#N/A"},{"$error":"#N/A"},{"$error":"#N/A"},{"$error":"#N/A"},{"$error":"#N/A"},{"$error":"#N/A"},{"$error":"#N/A"},{"$error":"#N/A"},{"$error":"#N/A"},{"$error":"#N/A"},{"$error":"#N/A"},{"$error":"#N/A"},{"$error":"#N/A"},{"$error":"#N/A"},{"$error":"#N/A"},{"$error":"#N/A"},{"$error":"#N/A"},{"$error":"#N/A"},{"$error":"#N/A"},{"$error":"#N/A"},{"$error":"#N/A"},{"$error":"#N/A"},{"$error":"#N/A"},{"$error":"#N/A"},{"$error":"#N/A"},{"$error":"#N/A"},{"$error":"#N/A"},{"$error":"#N/A"},{"$error":"#N/A"},{"$error":"#N/A"},{"$error":"#N/A"},1.201171875,1.1935953420669581,1.1861137897782068,1.178725443219933,1.1715401466806366,1.1643316925407041,1.1572114027660176,1.1502852333302163,1.1433351924149469,1.1365736462761042,1.1297878203361811,1.123185097251393,1.116557734204793,1.1101083032490977,1.1037329504666191,1.0973325006691053,1.0911026346136787,1.084943106641969,1.0788527322164725,1.0728303532490187,1.0668748373666408,1.0609850772017599,1.0552505147563489,1.0494880546075089,1.0438767716201305,1.0382375284882248,1.0327455919395467,1.0273114507642196,1.0219341974077767,1.0166129432184479,1.0113468179575729,1.0062172774869111,1.0010580288109385,0.99603206737387662,0.99097647437963277,0.98605098605098618,0.98117421825143603,0.97642295784710642,0.97164072991547512,0.96698113207547198,0.96236601204913563,0.95779473602242649,0.95326668216693788,0.94878124035791411,0.9444103194103195,0.9400076423385556,0.9357170026626096,0.93153589821266292,0.92732207478890216,0.92321549200630493,0.91914512031086559,0.9151104828509784,0.91111111111111132,0.90721345331169778,0.90334900117508821,0.8995173321632296,0.89578326414682119,0.8920800696257617,0.88840736728060699,0.88476478204574871,0.88121507379280695,0.87769373483659185,0.87426256308195338,0.87085811384876821,0.86748007616898237,0.86418885688189406,0.86092251697347255,0.85768077539920506,0.85452271779908318,0.85138783138367824,0.84833436788744065,0.84530272833482256,0.84235036296397747,0.83941854910257285,0.83656396653744136,0.83372873313902252,0.83096878800162133,0.82822705541714381,0.82550335570469813,0.82290760687763431,0.82032813125250115,0.81776477627817301,0.81527142573076172,0.81284694686756565,0.81049024775962064,0.80814717477003961,0.80587040555591971,0.80365893498856589,0.80145956864533785,0.79932414868728896,0.79725175006481719,0.79524148186461507,0.79329248629474369,0.79140393771715356,0.78952435971500101,0.78775457922377345,0.78604294478527614,0.7843387323045532,0.78274150439098888,0.78120038107335676,0.77976416888550792,0.77833322786812631,0.77700568540745429,0.775731584258325,0.77455919395466,0.77343897377853232]
["R513A",31,1486,{"$error":"#N/A"},{"$error":"#N/A"},{"$error":"#N/A"},{"$error":"#N/A"},{"$error":"#N/A"},{"$error":"#N/A"},{"$error":"#N/A"},{"$error":"#N/A"},{"$error":"#N/A"},{"$error":"#N/A"},{"$error":"#N/A"},{"$error":"#N/A"},{"$error":"#N/A"},{"$error":"#N/A"},{"$error":"#N/A"},{"$error":"#N/A"},{"$error":"#N/A"},{"$error":"#N/A"},{"$error":"#N/A"},{"$error":"#N/A"},{"$error":"#N/A"},{"$error":"#N/A"},{"$error":"#N/A"},{"$error":"#N/A"},{"$error":"#N/A"},{"$error":"#N/A"},{"$error":"#N/A"},{"$error":"#N/A"},{"$error":"#N/A"},{"$error":"#N/A"},{"$error":"#N/A"},{"$error":"#N/A"},{"$error":"#N/A"},{"$error":"#N/A"},{"$error":"#N/A"},{"$error":"#N/A"},{"$error":"#N/A"},{"$error":"#N/A"},{"$error":"#N/A"},{"$error":"#N/A"},{"$error":"#N/A"},{"$error":"#N/A"},{"$error":"#N/A"},{"$error":"#N/A"},{"$error":"#N/A"},{"$error":"#N/A"},{"$error":"#N/A"},{"$error":"#N/A"},{"$error":"#N/A"},{"$error":"#N/A"},{"$error":"#N/A"},{"$error":"#N/A"},{"$error":"#N/A"},{"$error":"#N/A"},{"$error":"#N/A"},1.2183042789223455,1.2105107764983762,1.2028163504791711,1.1952191235059761,1.1878319652341867,1.1804222648752398,1.1731044349070101,1.165987297374159,1.158846806105144,1.151901105075857,1.1449315833566045,1.1381511982974002,1.131346578366446,1.1247256766642284,1.1181818181818184,1.1116131947582466,1.1052205948423039,1.0989010989010992,1.0926534600692905,1.0864764596767069,1.080368906455863,1.0743296357760506,1.068450312717165,1.0625431928127163,1.0567918206031444,1.0510125608818253,1.0453850076491586,1.0398173979203653,1.0343087790111001,1.0288582183186952,1.0234648027958064,1.0182119205298015,1.0129292596557689,1.0077836952068826,1.0026084121291166,0.99756690997566921,0.99257585539057469,0.98771380390267405,0.98282061526168596,0.97805343511450415,0.97333227823059287,0.96865648133564353,0.96402539383964259,0.95943837753510131,0.95496894409937905,0.95046750637508692,0.94608107068687053,0.94180704441041352,0.93749999999999989,0.93330298201684503,0.92914337513219547,0.92502068135669702,0.92093441150044941,0.91695243775160273,0.91300475059382424,0.90909090909090917,0.90527710311327014,0.90149516270888319,0.89774469016860103,0.89402529437418221,0.89040104242073248,0.88680605623648145,0.88330341113105948,0.87982832618025764,0.87638047737798364,0.87302150613954144,0.86968818496782874,0.86638022117348734,0.86315789473684223,0.85995944906662936,0.85684430512016729,0.8537516485041996,0.85074007469912849,0.8477496726169963,0.8448382443849165,0.84194674515709489,0.83913221449038056,0.83633643843067951,0.8335592301436705,0.83091265284064042,0.8282828282828284,0.82566959790561856,0.82312788596667352,0.82065652522017629,0.81825439063331573,0.81586627752719576,0.81354586943580942,0.81129213112591525,0.80905084522791548,0.80687483600104981,0.80476315100758966,0.80271487306663192,0.80072911919796896,0.79880503961553451,0.79689018464528671,0.79508726567550092,0.79334365325077405,0.79160767151499567,0.78998073217726383,0.7884109992949172,0.78694817658349336,0.78549077207995399,0.7841387224276426,0.78284114052953169,0.78164717844433151,0.78050637730820482]
["R513A",32,1487,{"$error":"#N/A"},{"$error":"#N/A"},{"$error":"#N/A"},{"$error":"#N/A"},{"$error":"#N/A"},{"$error":"#N/A"},{"$error":"#N/A"},{"$error":"#N/A"},{"$error":"#N/A"},{"$error":"#N/A"},{"$error":"#N/A"},{"$error":"#N/A"},{"$error":"#N/A"},{"$error":"#N/A"},{"$error":"#N/A"},{"$error":"#N/A"},{"$error":"#N/A"},{"$error":"#N/A"},{"$error":"#N/A"},{"$error":"#N/A"},{"$error":"#N/A"},{"$error":"#N/A"},{"$error":"#N/A"},{"$error":"#N/A"},{"$error":"#N/A"},{"$error":"#N/A"},{"$error":"#N/A"},{"$error":"#N/A"},{"$error":"#N/A"},{"$error":"#N/A"},{"$error":"#N/A"},{"$error":"#N/A"},{"$error":"#N/A"},{"$error":"#N/A"},{"$error":"#N/A"},{"$error":"#N/A"},{"$error":"#N/A"},{"$error":"#N/A"},{"$error":"#N/A"},{"$error":"#N/A"},{"$error":"#N/A"},{"$error":"#N/A"},{"$error":"#N/A"},{"$error":"#N/A"},{"$error":"#N/A"},{"$error":"#N/A"},{"$error":"#N/A"},{"$error":"#N/A"},{"$error":"#N/A"},{"$error":"#N/A"},{"$error":"#N/A"},{"$error":"#N/A"},{"$error":"#N/A"},{"$error":"#N/A"},{"$error":"#N/A"},1.2361809045226126,1.2281577633549674,1.2202380952380953,1.2124199112863479,1.2048192771084336,1.1971968074751795,1.1896701808685557,1.1823512448332212,1.1750095529231941,1.1678693505507023,1.1607058601490987,1.1537379232717382,1.1467462241282862,1.139944392956441,1.13322277501382,1.1264767835882403,1.1199125921879267,1.1134244591291753,1.1070110701107012,1.1006711409395971,1.0944034166740813,1.0882066707953642,1.0821749076192153,1.0761154855643047,1.0702166536152438,1.0642900406679932,1.0585197934595523,1.0528117777967987,1.047164992337817,1.0415784571089846,1.0360512129380055,1.0306686777275011,1.0252563140785196,1.01998507338917,1.0146840455370401,1.0095206828627707,1.0044096031357177,0.99943121800601264,0.99442153771525565,0.98954143201930822,0.98470899047314064,0.9799235181644359,0.97518433362403856,0.97049076850244564,0.96591801476362493,0.96131301289566229,0.95682613768961511,0.95245470032522828,0.94804994604593773,0.94375815238241378,0.93950504124656287,0.93529009200821212,0.93111279333838004,0.92704250829062385,0.92300765420981523,0.91900777047220561,0.9151104828509784,0.91124611053489413,0.90741423828845458,0.9036144578313251,0.89991220368744484,0.89624016321772049,0.89266274765948184,0.88911377764926991,0.88559291525667783,0.88216309259126424,0.8787597342287633,0.87538253505088592,0.87209302325581395,0.8688281415554141,0.86564853262017027,0.86249211135264015,0.85941866964784774,0.85636705423657999,0.85339623950600141,0.85044596556730956,0.84757442116868775,0.84472220314538848,0.84188911704312119,0.83918946578426679,0.83650707290533188,0.83384177343908872,0.83124957761708451,0.82872928176795591,0.82627972591696908,0.82384460817146699,0.82147866159086358,0.8191808191808192,0.81689579597529371,0.81467744072062531,0.81252477209671015,0.81043684522632931,0.80841275057509032,0.80645161290322576,0.80449996729674922,0.80266249021143288,0.80088553197030854,0.79911642411642414,0.79745850622406622,0.79585894532513757,0.79436838026349776,0.79288338812608772,0.79150579150579148,0.79018373377874862,0.7889672867222578,0.78780503426631643]
["R513A",33,1488,{"$error":"#N/A"},{"$error":"#N/A"},{"$error":"#N/A"},{"$error":"#N/A"},{"$error":"#N/A"},{"$error":"#N/A"},{"$error":"#N/A"},{"$error":"#N/A"},{"$error":"#N/A"},{"$error":"#N/A"},{"$error":"#N/A"},{"$error":"#N/A"},{"$error":"#N/A"},{"$error":"#N/A"},{"$error":"#N/A"},{"$error":"#N/A"},{"$error":"#N/A"},{"$error":"#N/A"},{"$error":"#N/A"},{"$error":"#N/A"},{"$error":"#N/A"},{"$error":"#N/A"},{"$error":"#N/A"},{"$error":"#N/A"},{"$error":"#N/A"},{"$error":"#N/A"},{"$error":"#N/A"},{"$error":"#N/A"},{"$error":"#N/A"},{"$error":"#N/A"},{"$error":"#N/A"},{"$error":"#N/A"},{"$error":"#N/A"},{"$error":"#N/A"},{"$error":"#N/A"},{"$error":"#N/A"},{"$error":"#N/A"},{"$error":"#N/A"},{"$error":"#N/A"},{"$error":"#N/A"},{"$error":"#N/A"},{"$error":"#N/A"},{"$error":"#N/A"},{"$error":"#N/A"},{"$error":"#N/A"},{"$error":"#N/A"},{"$error":"#N/A"},{"$error":"#N/A"},{"$error":"#N/A"},{"$error":"#N/A"},{"$error":"#N/A"},{"$error":"#N/A"},{"$error":"#N/A"},{"$error":"#N/A"},{"$error":"#N/A"},1.2544620091789902,1.2462006079027357,1.2380473074987421,1.23,1.2221780604133547,1.2143350775002466,1.2065921130076516,1.1990641450575164,1.191514094739901,1.1841725233464908,1.1768082663605053,1.1696462533282621,1.162461015026935,1.1554720526068578,1.14856662620226,1.1416372749211063,1.1348957372208894,1.1282333516785912,1.1216487324457418,1.1151405258386218,1.1087074094104923,1.1023480910557448,1.0961589876125124,1.0899424014178116,1.0838914346140287,1.0778128286014721,1.0718954248366013,1.0660426417056683,1.0602534264287562,1.0545267489711936,1.0488616014325916,1.043345491559929,1.0377995275059064,1.032398858485815,1.0269683560156968,1.0216795414901572,1.0164449219072804,1.0113468179575726,1.0062172774869109,1.0012210012210014,0.99627409687348145,0.99137583622148795,0.98652550529355143,0.98172240402266731,0.97704345063150377,0.97233201581027673,0.96774193548387122,0.96327042054976897,0.95876529737313887,0.95437616387337065,0.95002703328956539,0.9457173612178994,0.94144661308840427,0.93728568162767645,0.93316136863667398,0.92907319283933842,0.92509025270758138,0.92114131655807707,0.91722595078299796,0.91334372911561579,0.90956148783553936,0.90581044259518362,0.90215637377145386,0.89853166776243709,0.89493597206053555,0.89143354109291195,0.88795841755703164,0.88451028333093629,0.88115194498173233,0.87781901227519266,0.87457337883959052,0.87135165769339773,0.86821486553257565,0.86510057673371776,0.86206896551724133,0.85905852772733615,0.85612862810607637,0.85321864594894581,0.85032837884548929,0.84757442116868797,0.84483824438491673,0.84211967684513211,0.83947583947583959,0.83690549091651378,0.8344074350451125,0.83192424754819094,0.82951173455624505,0.82716879623402828,0.82483905579399142,0.82257740921554223,0.82038284532781958,0.81825439063331562,0.81619110816191109,0.81419209637916201,0.812202852614897,0.8103300612688582,0.80851902977716428,0.80671607529350053,0.80502650697035139,0.80339647289353378,0.8018775669861139,0.80036439354502864,0.7989607015264697,0.7976136437325726,0.79637423114276473,0.79519006982156704]
["R513A",34,1489,{"$error":"#N/A"},{"$error":"#N/A"},{"$error":"#N/A"},{"$error":"#N/A"},{"$error":"#N/A"},{"$error":"#N/A"},{"$error":"#N/A"},{"$error":"#N/A"},{"$error":"#N/A"},{"$error":"#N/A"},{"$error":"#N/A"},{"$error":"#N/A"},{"$error":"#N/A"},{"$error":"#N/A"},{"$error":"#N/A"},{"$error":"#N/A"},{"$error":"#N/A"},{"$error":"#N/A"},{"$error":"#N/A"},{"$error":"#N/A"},{"$error":"#N/A"},{"$error":"#N/A"},{"$error":"#N/A"},{"$error":"#N/A"},{"$error":"#N/A"},{"$error":"#N/A"},{"$error":"#N/A"},{"$error":"#N/A"},{"$error":"#N/A"},{"$error":"#N/A"},{"$error":"#N/A"},{"$error":"#N/A"},{"$error":"#N/A"},{"$error":"#N/A"},{"$error":"#N/A"},{"$error":"#N/A"},{"$error":"#N/A"},{"$error":"#N/A"},{"$error":"#N/A"},{"$error":"#N/A"},{"$error":"#N/A"},{"$error":"#N/A"},{"$error":"#N/A"},{"$error":"#N/A"},{"$error":"#N/A"},{"$error":"#N/A"},{"$error":"#N/A"},{"$error":"#N/A"},{"$error":"#N/A"},{"$error":"#N/A"},{"$error":"#N/A"},{"$error":"#N/A"},{"$error":"#N/A"},{"$error":"#N/A"},{"$error":"#N/A"},1.2734237498705867,1.2649115590292059,1.2565124118908981,1.2482240714430686,1.2401693889897156,1.2320945607532801,1.2241242038216558,1.2163765822784809,1.2086076446890042,1.2010545845132308,1.1934795264894236,1.1861137897782066,1.1787254432199326,1.1715401466806361,1.1644419199091167,1.1573202860368834,1.1503928170594835,1.1435477872815172,1.1367837338262479,1.1300992282249169,1.1234928754110338,1.1169633127497276,1.110609480812641,1.1042283867492595,1.0980182110337435,1.091780578732469,1.0857092417689114,1.0797050561797752,1.0737669140113486,1.0678937315506163,1.0620844486659182,1.0564287554753928,1.0507432086109687,1.0452073419442556,1.0396416194742626,1.0342218111494155,1.028858218318695,1.023635153129161,1.0183805265772476,1.0132630364939452,1.0081967213114753,1.0031808172253485,0.99821457555591597,0.99329726237583749,0.98850759463151971,0.98368522072936648,0.97898758357211091,0.97441178800602057,0.96980209729559219,0.96531156804269336,0.96086243262245141,0.95645412130637619,0.95208607477358931,0.94783077752947498,0.9436133486766396,0.93943328496142975,0.93536121673003803,0.93132429772090564,0.92732207478890238,0.92335410254485373,0.91948867459071515,0.915655475321968,0.91192170818505336,0.90821826773979175,0.90454478599794075,0.90096689129797802,0.89741718955202099,0.89389534883720911,0.89046550351118514,0.88706187797490244,0.88374766489438128,0.88045812455261285,0.87725554525354799,0.87407617964752682,0.87098144738705552,0.86790855207451301,0.86491807889740502,0.86194814295725308,0.85899853341713805,0.85618822219128488,0.85339623950600152,0.85062240663900401,0.84792499655315046,0.84530272833482245,0.84275436793422409,0.84022132659334658,0.83776052308949733,0.83537082314588418,0.83299471759447363,0.83068818801918021,0.8284501919579712,0.82627972591696885,0.82417582417582413,0.82213755764988961,0.82010934791305501,0.8181999600878066,0.81635362049512172,0.81451559499370907,0.8127932333311304,0.811131627538908,0.80958336075824389,0.80804099329917212,0.80661026952587045,0.80523731587561376,0.80397411595529111,0.80276726275943078]
["R513A",35,1490,{"$error":"#N/A"},{"$error":"#N/A"},{"$error":"#N/A"},{"$error":"#N/A"},{"$error":"#N/A"},{"$error":"#N/A"},{"$error":"#N/A"},{"$error":"#N/A"},{"$error":"#N/A"},{"$error":"#N/A"},{"$error":"#N/A"},{"$error":"#N/A"},{"$error":"#N/A"},{"$error":"#N/A"},{"$error":"#N/A"},{"$error":"#N/A"},{"$error":"#N/A"},{"$error":"#N/A"},{"$error":"#N/A"},{"$error":"#N/A"},{"$error":"#N/A"},{"$error":"#N/A"},{"$error":"#N/A"},{"$error":"#N/A"},{"$error":"#N/A"},{"$error":"#N/A"},{"$error":"#N/A"},{"$error":"#N/A"},{"$error":"#N/A"},{"$error":"#N/A"},{"$error":"#N/A"},{"$error":"#N/A"},{"$error":"#N/A"},{"$error":"#N/A"},{"$error":"#N/A"},{"$error":"#N/A"},{"$error":"#N/A"},{"$error":"#N/A"},{"$error":"#N/A"},{"$error":"#N/A"},{"$error":"#N/A"},{"$error":"#N/A"},{"$error":"#N/A"},{"$error":"#N/A"},{"$error":"#N/A"},{"$error":"#N/A"},{"$error":"#N/A"},{"$error":"#N/A"},{"$error":"#N/A"},{"$error":"#N/A"},{"$error":"#N/A"},{"$error":"#N/A"},{"$error":"#N/A"},{"$error":"#N/A"},{"$error":"#N/A"},1.2931034482758621,1.2843270335178034,1.2756689483509651,1.2671268157000104,1.2588271415412959,1.2505083367222447,1.2422987577012423,1.2343201204214755,1.2263210368893318,1.2185456706954627,1.210749089477311,1.2031693240731689,1.1955676516329705,1.1881761978361671,1.1808755760368668,1.1735521419711858,1.1664295874822193,1.1593929682345181,1.152440738311628,1.145571388656049,1.1387834459772244,1.1320754716981134,1.125549048316252,1.1189956331877733,1.1126187245590229,1.1062145876427736,1.0999821141119657,1.0938194753223656,1.0877255040679166,1.0816990590097619,1.0757390239636175,1.0699373695198331,1.064105891513107,1.0584287066517513,1.0527216706607327,1.0471649923378172,1.0416666666666667,1.0363130845058557,1.0309278350515463,1.0256837891927955,1.0204928233634782,1.0153541357107481,1.0102669404517455,1.0052304674730304,1.0003253090435915,0.99538722991017248,0.99057743416284161,0.98589291439563975,0.9811742182514358,0.97657800714569287,0.97202465623518286,0.96751356878785499,0.96304415909802721,0.95869056897895544,0.95437616387337065,0.95010041711725646,0.94593555333384627,0.94180704441041374,0.93771441640619069,0.93365720358281457,0.92970521541950102,0.92578654222489831,0.92196986732628761,0.91818453269632738,0.91443015389190396,0.91077378748611615,0.90714654473043754,0.90354807904209211,0.90004390458071148,0.89656680516072607,0.89318132307022013,0.88982131230557793,0.88655038200951419,0.88330341113105926,0.88014311270125223,0.87700534759358284,0.87395196816825349,0.87091977625150485,0.86790855207451334,0.86503973556508895,0.86218982195429716,0.85935862502619997,0.85660561320426232,0.85392946403776748,0.85132890365448532,0.84874413469500443,0.84623323013415908,0.84379501955134817,0.84137081879745534,0.83901773533424306,0.83673469387755106,0.83452065947486265,0.83237463625905128,0.83029566626164442,0.8282270554171437,0.82627972591696885,0.82439678284182316,0.82252240203290106,0.82076604831175759,0.81907171871878559,0.81749302140103697,0.8159203980099502,0.81446166070719117,0.81306187202538349,0.81177402323125669,0.81054365733113676]
["R513A",36,1491,{"$error":"#N/A"},{"$error":"#N/A"},{"$error":"#N/A"},{"$error":"#N/A"},{"$error":"#N/A"},{"$error":"#N/A"},{"$error":"#N/A"},{"$error":"#N/A"},{"$error":"#N/A"},{"$error":"#N/A"},{"$error":"#N/A"},{"$error":"#N/A"},{"$error":"#N/A"},{"$error":"#N/A"},{"$error":"#N/A"},{"$error":"#N/A"},{"$error":"#N/A"},{"$error":"#N/A"},{"$error":"#N/A"},{"$error":"#N/A"},{"$error":"#N/A"},{"$error":"#N/A"},{"$error":"#N/A"},{"$error":"#N/A"},{"$error":"#N/A"},{"$error":"#N/A"},{"$error":"#N/A"},{"$error":"#N/A"},{"$error":"#N/A"},{"$error":"#N/A"},{"$error":"#N/A"},{"$error":"#N/A"},{"$error":"#N/A"},{"$error":"#N/A"},{"$error":"#N/A"},{"$error":"#N/A"},{"$error":"#N/A"},{"$error":"#N/A"},{"$error":"#N/A"},{"$error":"#N/A"},{"$error":"#N/A"},{"$error":"#N/A"},{"$error":"#N/A"},{"$error":"#N/A"},{"$error":"#N/A"},{"$error":"#N/A"},{"$error":"#N/A"},{"$error":"#N/A"},{"$error":"#N/A"},{"$error":"#N/A"},{"$error":"#N/A"},{"$error":"#N/A"},{"$error":"#N/A"},{"$error":"#N/A"},{"$error":"#N/A"},1.3134009610250934,1.3043478260869568,1.295418641390206,1.2866108786610879,1.2780548628428929,1.2694808545773555,1.2610211195407013,1.2528009777958853,1.2445613680056662,1.2365537347944104,1.2285257690771079,1.2207225089321163,1.2128981362784736,1.2052915237628616,1.1977797253870877,1.1902457905941553,1.1829197922677439,1.1756834257312181,1.1685350560516821,1.1614730878186967,1.1544959639571992,1.1476021645829448,1.1408960207772936,1.1341632088520059,1.1276127612761275,1.1210353627415239,1.1146352514725872,1.1083078032077853,1.1020517874742408,1.095866001425517,1.0897492690706125,1.083795929156754,1.0778128286014723,1.0719888443437338,1.0661350437722115,1.0604362445038367,1.0547980447646002,1.0493089916396519,1.0437881873727086,1.0384128324187425,1.0330925583739294,1.0278265229380799,1.0226139008979049,1.0174538836959217,1.0124290065025929,1.0073710073710074,1.0024449877750614,0.99764782220780279,0.99281620792638614,0.98811053984575847,0.98344926840969082,0.97883176826356844,0.97425742574257446,0.96980209729559241,0.96538733223451856,0.96101257910774296,0.95675171126322356,0.95252845969178368,0.94834232845027011,0.94419283027558143,0.94015134143545054,0.93614430321942299,0.93224192814915896,0.92837195260019634,0.92453397474443777,0.92079652642611165,0.91708917387414268,0.91341155502747662,0.90983060877283839,0.90627763041556142,0.90281855549031131,0.89938578531734448,0.89604429227070725,0.8927275366526346,0.88949956609777259,0.88629485516645046,0.88317656350972928,0.8800801373783631,0.87700534759358306,0.87407617964752704,0.87116651320915095,0.86827615417196102,0.8654658035462991,0.86273409553201952,0.86007971470526556,0.85744161728825397,0.85487906588824036,0.85239085239085244,0.8499170812603648,0.84751602011989269,0.84518655947227372,0.84292763157894746,0.8407382091592619,0.83861730415217839,0.83650707290533188,0.83452065947486254,0.83260001353821167,0.83068818801918032,0.82889682593166647,0.8271687962340285,0.8255587623330426,0.82395498392282962,0.82246740220661996,0.82103998397970779,0.81972675774741766,0.81847218525419219]
["R513A",37,1492,{"$error":"#N/A"},{"$error":"#N/A"},{"$error":"#N/A"},{"$error":"#N/A"},{"$error":"#N/A"},{"$error":"#N/A"},{"$error":"#N/A"},{"$error":"#N/A"},{"$error":"#N/A"},{"$error":"#N/A"},{"$error":"#N/A"},{"$error":"#N/A"},{"$error":"#N/A"},{"$error":"#N/A"},{"$error":"#N/A"},{"$error":"#N/A"},{"$error":"#N/A"},{"$error":"#N/A"},{"$error":"#N/A"},{"$error":"#N/A"},{"$error":"#N/A"},{"$error":"#N/A"},{"$error":"#N/A"},{"$error":"#N/A"},{"$error":"#N/A"},{"$error":"#N/A"},{"$error":"#N/A"},{"$error":"#N/A"},{"$error":"#N/A"},{"$error":"#N/A"},{"$error":"#N/A"},{"$error":"#N/A"},{"$error":"#N/A"},{"$error":"#N/A"},{"$error":"#N/A"},{"$error":"#N/A"},{"$error":"#N/A"},{"$error":"#N/A"},{"$error":"#N/A"},{"$error":"#N/A"},{"$error":"#N/A"},{"$error":"#N/A"},{"$error":"#N/A"},{"$error":"#N/A"},{"$error":"#N/A"},{"$error":"#N/A"},{"$error":"#N/A"},{"$error":"#N/A"},{"$error":"#N/A"},{"$error":"#N/A"},{"$error":"#N/A"},{"$error":"#N/A"},{"$error":"#N/A"},{"$error":"#N/A"},{"$error":"#N/A"},1.3344906151676248,1.3251454427925018,1.3159302449983956,1.3068423289417763,1.2980160405234278,1.2891730426580019,1.2804497189256714,1.2719751809720787,1.2634822804314327,1.2552301255230125,1.2469586374695865,1.2389202256244967,1.2308616031221855,1.2230287362036394,1.2152949313308965,1.2075397604555271,1.2,1.1925538103548576,1.185199460396994,1.1779352614441676,1.1707595659623071,1.1636707663197732,1.1567760744850937,1.1498550995606247,1.1431226765799254,1.1363636363636362,1.1297878203361806,1.1232876712328768,1.1168618904930536,1.1105092091007585,1.1042283867492595,1.0981162396214625,1.0919744318181819,1.0859968214727178,1.0799894635174292,1.0741419963321981,1.0683575089029793,1.0627268014515292,1.0570642832588517,1.0515516799179279,1.0460962748766798,1.0406971825027498,1.0353535353535352,1.0300644837115818,1.0249145904507959,1.0197313878295473,1.0146840455370403,1.0097693128642968,1.0048198676578708,1,0.99522615098308942,0.99049766468030276,0.98581389757153182,0.98125249301954509,0.97673310569363925,0.97225515769504389,0.96789423984891421,0.96357226792009421,0.95928872250818931,0.95504309340787308,0.95090838809431755,0.9468093295358323,0.94281772190709812,0.93885962903595155,0.93493463058680448,0.93111279333837982,0.92732207478890238,0.9235620964108725,0.91990127888714401,0.91626936829558991,0.91273374888691017,0.90922531046717936,0.90581044259518362,0.90242112986060152,0.89912280701754377,0.89584850691915507,0.89266274765948173,0.88949956609777281,0.88635872306694541,0.8833668486067221,0.880395104144299,0.87744328720216858,0.87457337883959052,0.87178396768020427,0.86907369462304829,0.86638022117348756,0.86376404494382031,0.86122391821873689,0.85869868751745315,0.85624782457361659,0.85387018396390135,0.85156466352810856,0.84933020301063389,0.84716578276740828,0.84501236603462493,0.84298540196011229,0.84102564102564104,0.83907497100757233,0.83724729426179278,0.83548430919712013,0.83384177343908894,0.83220568335588629,0.83068818801918021,0.82923211757567594,0.82789257589015286,0.82661290322580638]
["R513A",38,1493,{"$error":"#N/A"},{"$error":"#N/A"},{"$error":"#N/A"},{"$error":"#N/A"},{"$error":"#N/A"},{"$error":"#N/A"},{"$error":"#N/A"},{"$error":"#N/A"},{"$error":"#N/A"},{"$error":"#N/A"},{"$error":"#N/A"},{"$error":"#N/A"},{"$error":"#N/A"},{"$error":"#N/A"},{"$error":"#N/A"},{"$error":"#N/A"},{"$error":"#N/A"},{"$error":"#N/A"},{"$error":"#N/A"},{"$error":"#N/A"},{"$error":"#N/A"},{"$error":"#N/A"},{"$error":"#N/A"},{"$error":"#N/A"},{"$error":"#N/A"},{"$error":"#N/A"},{"$error":"#N/A"},{"$error":"#N/A"},{"$error":"#N/A"},{"$error":"#N/A"},{"$error":"#N/A"},{"$error":"#N/A"},{"$error":"#N/A"},{"$error":"#N/A"},{"$error":"#N/A"},{"$error":"#N/A"},{"$error":"#N/A"},{"$error":"#N/A"},{"$error":"#N/A"},{"$error":"#N/A"},{"$error":"#N/A"},{"$error":"#N/A"},{"$error":"#N/A"},{"$error":"#N/A"},{"$error":"#N/A"},{"$error":"#N/A"},{"$error":"#N/A"},{"$error":"#N/A"},{"$error":"#N/A"},{"$error":"#N/A"},{"$error":"#N/A"},{"$error":"#N/A"},{"$error":"#N/A"},{"$error":"#N/A"},{"$error":"#N/A"},1.356268607343698,1.3466170352529012,1.3371018588977066,1.3277202072538858,1.3186106346483706,1.3094857872884058,1.3004863607528017,1.2917454316320101,1.282987378742046,1.2744793285669875,1.2659530671058048,1.257668711656442,1.2493651599796849,1.2412957917045111,1.2333299909756343,1.2253436939629405,1.2175806770936446,1.2099154042888058,1.2023460410557187,1.1948707985234115,1.1874879320332108,1.1801957397812319,1.1731044349070101,1.165987297374159,1.159065209197135,1.1521168977144995,1.1453580407859203,1.1386780225884094,1.1320754716981132,1.1255490483162518,1.1190974433627514,1.1128200488555142,1.1065131342209429,1.1003757380568975,1.0942087002935683,1.0882066707953642,1.0822701275846898,1.076492210747418,1.0706824512534816,1.0650272750887524,1.0594315245478036,1.0538942678433725,1.0484145925673369,1.0429916051895189,1.0377119716527461,1.0323988584858148,1.0272256555871055,1.0221889803041635,1.01711734061027,1.0121790651744569,1.0072885103595119,1.002444987775061,0.99764782220780279,0.99297650762896561,0.98834873443149851,0.98376389666480046,0.9792993630573249,0.97487516842355559,0.97049076850244609,0.96614562878014276,0.96191444435755036,0.95772015884139194,0.95363622267018144,0.94958696826989886,0.9455719557195571,0.94166283876894785,0.93778591033851788,0.93394077448747137,0.93019738334719815,0.92648388068695375,0.92286914765906358,0.91928251121076243,0.91579182488273381,0.91232754784156633,0.90895654744309773,0.90561036666175809,0.90235492627099967,0.89912280701754399,0.8959137591958628,0.89285714285714268,0.88982131230557771,0.88680605623648145,0.88387467663121588,0.88102571449036615,0.87825776508389874,0.8755071535340595,0.87283565143343744,0.8702419697184095,0.86766365688487568,0.8651614264612788,0.86273409553201919,0.86038052602126469,0.85809962327333611,0.85589033470183007,0.85369239311493605,0.85162362390085145,0.84962354078883739,0.84763283026669434,0.84576772330330718,0.84396871140386998,0.84229267958638632,0.84062329141607428,0.83907497100757211,0.83758937691521962,0.83622272078319393,0.83491718707575335]
["R513A",39,1494,{"$error":"#N/A"},{"$error":"#N/A"},{"$error":"#N/A"},{"$error":"#N/A"},{"$error":"#N/A"},{"$error":"#N/A"},{"$error":"#N/A"},{"$error":"#N/A"},{"$error":"#N/A"},{"$error":"#N/A"},{"$error":"#N/A"},{"$error":"#N/A"},{"$error":"#N/A"},{"$error":"#N/A"},{"$error":"#N/A"},{"$error":"#N/A"},{"$error":"#N/A"},{"$error":"#N/A"},{"$error":"#N/A"},{"$error":"#N/A"},{"$error":"#N/A"},{"$error":"#N/A"},{"$error":"#N/A"},{"$error":"#N/A"},{"$error":"#N/A"},{"$error":"#N/A"},{"$error":"#N/A"},{"$error":"#N/A"},{"$error":"#N/A"},{"$error":"#N/A"},{"$error":"#N/A"},{"$error":"#N/A"},{"$error":"#N/A"},{"$error":"#N/A"},{"$error":"#N/A"},{"$error":"#N/A"},{"$error":"#N/A"},{"$error":"#N/A"},{"$error":"#N/A"},{"$error":"#N/A"},{"$error":"#N/A"},{"$error":"#N/A"},{"$error":"#N/A"},{"$error":"#N/A"},{"$error":"#N/A"},{"$error":"#N/A"},{"$error":"#N/A"},{"$error":"#N/A"},{"$error":"#N/A"},{"$error":"#N/A"},{"$error":"#N/A"},{"$error":"#N/A"},{"$error":"#N/A"},{"$error":"#N/A"},{"$error":"#N/A"},1.3789237668161431,1.3689482470784642,1.359116022099448,1.3494240263302248,1.3400152522061228,1.3305928169623535,1.3213019658395102,1.3122799530566522,1.3032422123331211,1.2944643233003577,1.2856694888679838,1.2771259474613232,1.2685643564356435,1.2602459016393444,1.2520358306188928,1.2438062493679845,1.235808299005325,1.2279125486672657,1.2201170518797742,1.2124199112863479,1.2048192771084336,1.1973133456633895,1.1900154798761611,1.1826923076923079,1.1755710599254514,1.1684240524365914,1.1614730878186967,1.1546043368065333,1.1478163493840985,1.1411077094350126,1.1344770337576093,1.1280264123257522,1.1215464575544818,1.1152416356877324,1.1089073205914173,1.1027434104357181,1.0966476462196861,1.0907156158552807,1.0847517417761705,1.0789473684210529,1.0732047814326848,1.067522999479257,1.0619010619010618,1.0563380281690138,1.0509227614490773,1.0454738631534211,1.0401691331923892,1.0350050488051161,1.0298057602143333,1.0247438140464884,1.0197313878295475,1.0147677584357726,1.0098522167487687,1.005066187285504,1.0003253090435913,0.99562894609033514,0.99105632100555974,0.98652550529355165,0.98203592814371277,0.97758702908917483,0.97325526190852962,0.96896171419568278,0.96478155149423495,0.96063730084348642,0.95652850143868107,0.95252845969178335,0.94856173363152629,0.94462790876276781,0.94079853143643888,0.93700007617886794,0.93330298201684503,0.92963494822764736,0.92606535160367398,0.92252306307657683,0.91907644026003132,0.91565547532196823,0.91232754784156633,0.90902372330204728,0.9057437407952873,0.90261979892859756,0.8995173321632296,0.89643611981633986,0.89344083678361308,0.89052997393570821,0.88770207852194016,0.88489208633093541,0.88216309259126457,0.87951376474794429,0.87688030227418545,0.87432470855843059,0.87184576127020119,0.86944228458330386,0.86711314769122316,0.86485726339474056,0.8626130864717021,0.86050090947250579,0.85845896147403689,0.85642668152067969,0.85452271779908284,0.85268630849220117,0.85097550850975512,0.84927155975971824,0.84769124741557544,0.84617501375894344,0.84478021978021978,0.84344785023657676]
["R513A",40,1495,{"$error":"#N/A"},{"$error":"#N/A"},{"$error":"#N/A"},{"$error":"#N/A"},{"$error":"#N/A"},{"$error":"#N/A"},{"$error":"#N/A"},{"$error":"#N/A"},{"$error":"#N/A"},{"$error":"#N/A"},{"$error":"#N/A"},{"$error":"#N/A"},{"$error":"#N/A"},{"$error":"#N/A"},{"$error":"#N/A"},{"$error":"#N/A"},{"$error":"#N/A"},{"$error":"#N/A"},{"$error":"#N/A"},{"$error":"#N/A"},{"$error":"#N/A"},{"$error":"#N/A"},{"$error":"#N/A"},{"$error":"#N/A"},{"$error":"#N/A"},{"$error":"#N/A"},{"$error":"#N/A"},{"$error":"#N/A"},{"$error":"#N/A"},{"$error":"#N/A"},{"$error":"#N/A"},{"$error":"#N/A"},{"$error":"#N/A"},{"$error":"#N/A"},{"$error":"#N/A"},{"$error":"#N/A"},{"$error":"#N/A"},{"$error":"#N/A"},{"$error":"#N/A"},{"$error":"#N/A"},{"$error":"#N/A"},{"$error":"#N/A"},{"$error":"#N/A"},{"$error":"#N/A"},{"$error":"#N/A"},{"$error":"#N/A"},{"$error":"#N/A"},{"$error":"#N/A"},{"$error":"#N/A"},{"$error":"#N/A"},{"$error":"#N/A"},{"$error":"#N/A"},{"$error":"#N/A"},{"$error":"#N/A"},{"$error":"#N/A"},1.4025085518814135,1.3921901528013583,1.3820224719101128,1.3720022308979363,1.3622771070993467,1.3525401363536393,1.3429413691451031,1.3336224655751927,1.3242894056847543,1.3152266894781863,1.3061484549219498,1.2973315051154946,1.288497800125707,1.279916753381894,1.2714492454000417,1.2629633432590612,1.2547179434866877,1.2465795074490729,1.2385459671734975,1.2306153076538267,1.2227855651655233,1.2150548256445719,1.2075397604555274,1.2000000000000004,1.1926694463298746,1.1853136744723907,1.1781609195402298,1.1710939731505283,1.1641113003975014,1.1572114027660176,1.1503928170594839,1.1437604612237309,1.1370990108163077,1.1306186230352055,1.124108938036922,1.1177753544165758,1.1115127417314297,1.1054192504718252,1.0992939494146035,1.0933333333333337,1.0874370082220848,1.0816039395005277,1.075833114668066,1.0701235427179396,1.0645663839362991,1.0589754627636676,1.0535331905781586,1.0482358956877449,1.0429031711039509,1.0377119716527461,1.0325721961047685,1.0274830841199565,1.0224438902743143,1.017538054268696,1.0126790712991931,1.0078662733529991,1.0031808172253487,0.99853872381880193,0.99393939393939412,0.98938223938223924,0.98494554772581655,0.98054846938775486,0.97626795777442665,0.97202465623518264,0.96781808167440397,0.9637232625558253,0.95966294764765558,0.95563670266490552,0.9517177344475396,0.9478307775294752,0.94404789316140925,0.94029508447366428,0.9366433140420346,0.9330197982249866,0.92949444570392192,0.92599563351652481,0.92259225922592247,0.91921381062700858,0.91586001489203284,0.91266602359575566,0.90949423247559902,0.90634441087613282,0.90328266137915847,0.90030742204655267,0.89741718955202121,0.89454545454545475,0.8917566881751614,0.88904951210697514,0.88635872306694519,0.8837476648943815,0.88121507379280695,0.8787597342287633,0.87638047737798364,0.87407617964752704,0.87178396768020405,0.86962669683257898,0.86754126110876006,0.8654658035462991,0.86352148272957019,0.86164623467600721,0.8598993288590604,0.85815949208121112,0.85654596100278557,0.85499791463923269,0.85357390700902158,0.85221367699023065]
["R513A",41,1496,{"$error":"#N/A"},{"$error":"#N/A"},{"$error":"#N/A"},{"$error":"#N/A"},{"$error":"#N/A"},{"$error":"#N/A"},{"$error":"#N/A"},{"$error":"#N/A"},{"$error":"#N/A"},{"$error":"#N/A"},{"$error":"#N/A"},{"$error":"#N/A"},{"$error":"#N/A"},{"$error":"#N/A"},{"$error":"#N/A"},{"$error":"#N/A"},{"$error":"#N/A"},{"$error":"#N/A"},{"$error":"#N/A"},{"$error":"#N/A"},{"$error":"#N/A"},{"$error":"#N/A"},{"$error":"#N/A"},{"$error":"#N/A"},{"$error":"#N/A"},{"$error":"#N/A"},{"$error":"#N/A"},{"$error":"#N/A"},{"$error":"#N/A"},{"$error":"#N/A"},{"$error":"#N/A"},{"$error":"#N/A"},{"$error":"#N/A"},{"$error":"#N/A"},{"$error":"#N/A"},{"$error":"#N/A"},{"$error":"#N/A"},{"$error":"#N/A"},{"$error":"#N/A"},{"$error":"#N/A"},{"$error":"#N/A"},{"$error":"#N/A"},{"$error":"#N/A"},{"$error":"#N/A"},{"$error":"#N/A"},{"$error":"#N/A"},{"$error":"#N/A"},{"$error":"#N/A"},{"$error":"#N/A"},{"$error":"#N/A"},{"$error":"#N/A"},{"$error":"#N/A"},{"$error":"#N/A"},{"$error":"#N/A"},{"$error":"#N/A"},1.4269141531322502,1.4162348877374784,1.4057142857142861,1.3953488372093021,1.3852911363892331,1.3752236135957061,1.3653013653013653,1.3556706712223081,1.3460275771503607,1.336665942186481,1.3272903852379412,1.3181866895295256,1.309067688378033,1.3002114164904863,1.29147417051659,1.2827197830847845,1.2742152698642908,1.2658227848101267,1.2575401288211843,1.2493651599796849,1.2412957917045111,1.2333299909756343,1.225587883618972,1.2178217821782182,1.2102725573157529,1.2026987386330301,1.19533527696793,1.1880614314691393,1.1808755760368663,1.1737761236759234,1.1667615253272625,1.1599396454168238,1.1530889659698136,1.1464255755429211,1.1397331356560416,1.13322277501382,1.1267863686331989,1.1205247335337523,1.1142313615363708,1.1081081081081083,1.1020517874742408,1.0960613081447157,1.0901356022334485,1.084273624823695,1.0785689231848474,1.0728303532490187,1.0672451193058572,1.0618093922651934,1.0563380281690138,1.0510125608818253,1.0457405203196737,1.0405211065053717,1.0353535353535355,1.030323337242419,1.0253417805935312,1.0204081632653061,1.0156056477582365,1.0108481262327418,1.0061349693251536,1.0014655593551538,0.99692008429242973,0.992415685008875,0.98803116716202122,0.9836852207293667,0.97937733896010826,0.97518433362403856,0.9710270782347834,0.96690511752220731,0.96289337717238155,0.95891478911670691,0.9550430934078733,0.95120253654009768,0.94746572176860255,0.94375815238241378,0.94015134143545054,0.93657199421305104,0.93309057806099216,0.92963494822764736,0.92620481927710852,0.92293839573797543,0.91969493046209072,0.91647418225169508,0.91334372911561601,0.91030195381882784,0.90734730008852182,0.90441176470588258,0.90156124019643791,0.89879430032882723,0.89604429227070725,0.89337594421847777,0.89078794901506364,0.88827904961363469,0.88584803745048613,0.88349375089785953,0.88115194498173222,0.878948120623124,0.8768177929854577,0.87469776703171687,0.872711792252022,0.8707964601769913,0.86901229334463759,0.86723542268913478,0.86558761435608733,0.86400674346726614,0.86255259467040679,0.86116362108800659]
["R513A",42,1497,{"$error":"#N/A"},{"$error":"#N/A"},{"$error":"#N/A"},{"$error":"#N/A"},{"$error":"#N/A"},{"$error":"#N/A"},{"$error":"#N/A"},{"$error":"#N/A"},{"$error":"#N/A"},{"$error":"#N/A"},{"$error":"#N/A"},{"$error":"#N/A"},{"$error":"#N/A"},{"$error":"#N/A"},{"$error":"#N/A"},{"$error":"#N/A"},{"$error":"#N/A"},{"$error":"#N/A"},{"$error":"#N/A"},{"$error":"#N/A"},{"$error":"#N/A"},{"$error":"#N/A"},{"$error":"#N/A"},{"$error":"#N/A"},{"$error":"#N/A"},{"$error":"#N/A"},{"$error":"#N/A"},{"$error":"#N/A"},{"$error":"#N/A"},{"$error":"#N/A"},{"$error":"#N/A"},{"$error":"#N/A"},{"$error":"#N/A"},{"$error":"#N/A"},{"$error":"#N/A"},{"$error":"#N/A"},{"$error":"#N/A"},{"$error":"#N/A"},{"$error":"#N/A"},{"$error":"#N/A"},{"$error":"#N/A"},{"$error":"#N/A"},{"$error":"#N/A"},{"$error":"#N/A"},{"$error":"#N/A"},{"$error":"#N/A"},{"$error":"#N/A"},{"$error":"#N/A"},{"$error":"#N/A"},{"$error":"#N/A"},{"$error":"#N/A"},{"$error":"#N/A"},{"$error":"#N/A"},{"$error":"#N/A"},{"$error":"#N/A"},1.4523556500177113,1.441293648933677,1.4303988835911157,1.4196675900277005,1.4092575618698442,1.3988399863527801,1.3885752991645968,1.3786146603900471,1.3686435963057746,1.3589658601259527,1.3492759982448443,1.339869281045752,1.3304488912925903,1.3213019658395102,1.3122799530566522,1.3032422123331211,1.2944643233003577,1.2858038887727368,1.2772585669781933,1.2688260779863829,1.260504201680672,1.2522907758094075,1.2443095599393021,1.2363051562971155,1.228525769077107,1.2207225089321156,1.213137390275175,1.2056459517741618,1.198246468582562,1.1909372579395816,1.1837166778943318,1.1766956854491533,1.1696462533282617,1.1627906976744187,1.1559063997744574,1.1492105017284873,1.1425917324663259,1.1361537040458154,1.1296840558412928,1.123390263951046,1.11716621253406,1.1110107488031793,1.1049227452389505,1.0989010989010985,1.0930418555051986,1.0871486653703375,1.0814137506593988,1.075833114668066,1.0702166536152438,1.0647506925207755,1.0593402807682371,1.0539845758354753,1.0486827521527837,1.0435225248154745,1.0384128324187418,1.0333529362345628,1.028428093645485,1.0235499708745945,1.0187179062448237,1.0139312505152087,1.0092721752687288,1.0046557216368535,1.000162628069605,0.99570954424026548,0.9912959381044486,0.98700048146364927,0.98274209012464053,0.97852028639618127,0.9744117880060208,0.97033764594509297,0.96637335009428027,0.96244131455399073,0.95861585223287327,0.95482068001863052,0.95112898236931631,0.94746572176860255,0.94390300053718035,0.94036697247706436,0.93685733871582,0.93351548269581042,0.93019738334719815,0.92690278824415961,0.92370081105437074,0.92058977621435534,0.91756807161506915,0.91456613874637538,0.91165134894752453,0.90882222550613267,0.90601060695344715,0.90328266137915847,0.90063703595225875,0.89807242990654201,0.89558759283529921,0.89318132307022002,0.89078794901506364,0.88853572202557229,0.88635872306694519,0.88419236575372018,0.88216309259126424,0.8802060970373552,0.87838320359922872,0.87656784492588358,0.87488441567679065,0.87326943556975511,0.87178396768020405,0.87036512878573435]
["R513A",43,1498,{"$error":"#N/A"},{"$error":"#N/A"},{"$error":"#N/A"},{"$error":"#N/A"},{"$error":"#N/A"},{"$error":"#N/A"},{"$error":"#N/A"},{"$error":"#N/A"},{"$error":"#N/A"},{"$error":"#N/A"},{"$error":"#N/A"},{"$error":"#N/A"},{"$error":"#N/A"},{"$error":"#N/A"},{"$error":"#N/A"},{"$error":"#N/A"},{"$error":"#N/A"},{"$error":"#N/A"},{"$error":"#N/A"},{"$error":"#N/A"},{"$error":"#N/A"},{"$error":"#N/A"},{"$error":"#N/A"},{"$error":"#N/A"},{"$error":"#N/A"},{"$error":"#N/A"},{"$error":"#N/A"},{"$error":"#N/A"},{"$error":"#N/A"},{"$error":"#N/A"},{"$error":"#N/A"},{"$error":"#N/A"},{"$error":"#N/A"},{"$error":"#N/A"},{"$error":"#N/A"},{"$error":"#N/A"},{"$error":"#N/A"},{"$error":"#N/A"},{"$error":"#N/A"},{"$error":"#N/A"},{"$error":"#N/A"},{"$error":"#N/A"},{"$error":"#N/A"},{"$error":"#N/A"},{"$error":"#N/A"},{"$error":"#N/A"},{"$error":"#N/A"},{"$error":"#N/A"},{"$error":"#N/A"},{"$error":"#N/A"},{"$error":"#N/A"},{"$error":"#N/A"},{"$error":"#N/A"},{"$error":"#N/A"},{"$error":"#N/A"},1.4787208463572974,1.4672551592508651,1.4559659090909098,1.4448490543874075,1.4340678558936695,1.4232816477667205,1.4126564832893076,1.4023486489567898,1.3920325939339064,1.3820224719101124,1.3720022308979367,1.3622771070993471,1.3525401363536398,1.3430880104826384,1.3337670787247891,1.3244320017228384,1.3153673403914021,1.3064259160913438,1.2976052326194751,1.2889028607356177,1.2803164359321328,1.2718436562920072,1.2636120813642904,1.2553582363747708,1.2473379981746271,1.2392947103274559,1.2314777733279936,1.2237588299671676,1.2161360490409334,1.2086076446890048,1.2011718750000002,1.1939429237041352,1.1866859623733721,1.1796298072312268,1.17254528122021,1.1656557998483701,1.1588468061051442,1.1522248243559718,1.145571388656049,1.1390998333024638,1.1327009853577681,1.1263736263736266,1.1201165649758673,1.1139286361166454,1.1079084849576655,1.1018543402311207,1.0959636460839353,1.0902322283283106,1.0844648210192205,1.0788527322164723,1.0732984293193721,1.0678010243944787,1.0623596476075319,1.0570642832588517,1.051821446895844,1.046630360789653,1.041578457108985,1.0365750884881175,1.0316195588358639,1.026711185308848,1.0219341974077765,1.0172014555077735,1.012595702642628,1.0080314702507787,1.0035081993962633,0.99910649013077724,0.99474322684997996,0.99041790804412599,0.98620910840282261,0.98203592814371254,0.97797566987357887,0.97394884788977776,0.97003154574132489,0.96614562878014298,0.96236601204913541,0.95861585223287349,0.95496894409937882,0.95134967901616552,0.94775774387424894,0.94433781190019195,0.94094247246022056,0.9375714612394237,0.93429548044056221,0.93111279333838026,0.9280217292892714,0.92495112046924377,0.92196986732628761,0.91907644026003155,0.91620111731843579,0.91341155502747684,0.91070635273211908,0.90808416389811741,0.90554369432378723,0.90308370044052866,0.90063703595225897,0.89833479404031535,0.89610957307300021,0.89389534883720956,0.89182134570765648,0.88982131230557793,0.88795841755703164,0.88610330667819315,0.88438308886971539,0.88273288359408653,0.88121507379280706,0.87976539589442815]
["R513A",44,1499,{"$error":"#N/A"},{"$error":"#N/A"},{"$error":"#N/A"},{"$error":"#N/A"},{"$error":"#N/A"},{"$error":"#N/A"},{"$error":"#N/A"},{"$error":"#N/A"},{"$error":"#N/A"},{"$error":"#N/A"},{"$error":"#N/A"},{"$error":"#N/A"},{"$error":"#N/A"},{"$error":"#N/A"},{"$error":"#N/A"},{"$error":"#N/A"},{"$error":"#N/A"},{"$error":"#N/A"},{"$error":"#N/A"},{"$error":"#N/A"},{"$error":"#N/A"},{"$error":"#N/A"},{"$error":"#N/A"},{"$error":"#N/A"},{"$error":"#N/A"},{"$error":"#N/A"},{"$error":"#N/A"},{"$error":"#N/A"},{"$error":"#N/A"},{"$error":"#N/A"},{"$error":"#N/A"},{"$error":"#N/A"},{"$error":"#N/A"},{"$error":"#N/A"},{"$error":"#N/A"},{"$error":"#N/A"},{"$error":"#N/A"},{"$error":"#N/A"},{"$error":"#N/A"},{"$error":"#N/A"},{"$error":"#N/A"},{"$error":"#N/A"},{"$error":"#N/A"},{"$error":"#N/A"},{"$error":"#N/A"},{"$error":"#N/A"},{"$error":"#N/A"},{"$error":"#N/A"},{"$error":"#N/A"},{"$error":"#N/A"},{"$error":"#N/A"},{"$error":"#N/A"},{"$error":"#N/A"},{"$error":"#N/A"},{"$error":"#N/A"},1.5062454077883904,1.4943506256833921,1.4826422372227583,1.4711158952278434,1.4599406528189911,1.4487632508833916,1.4377556984219753,1.427079707622694,1.4163979732842003,1.4060356652949242,1.39566549415636,1.385603244339304,1.3755312010735852,1.3657561625582944,1.3561190738699009,1.346469622331691,1.3371018588977062,1.3278635431285761,1.3187520102926988,1.3097646682994353,1.3008989952406134,1.2921525370312008,1.2836568566061366,1.2751399543852378,1.2668657946235446,1.2585695282922336,1.2505083367222447,1.2425497525002525,1.23469182895001,1.226932668329177,1.2192704203013482,1.2118226600985222,1.2043474003720749,1.197080291970803,1.1897852582704584,1.1826923076923077,1.1756834257312176,1.1688681934809464,1.1620217288615964,1.155363516813827,1.1487811711964135,1.1422734026745913,1.1358389509650011,1.1294765840220382,1.1232876712328768,1.1170647534283897,1.1110107488031797,1.105121293800539,1.0991957104557637,1.0934305271579694,1.0877255040679166,1.0820797044074952,1.0764922107474182,1.0710553814002086,1.0656731935539767,1.0603448275862069,1.0551599897057562,1.050025610380741,1.0449409565882255,1.0399053094352382,1.0350050488051159,1.0301507537688439,1.0254272613588997,1.0207468879668049,1.0161090458488227,1.011596348383913,1.0071235568656349,1.0026901442895573,0.99837662337662347,0.99410005657479983,0.98993963782696182,0.98581389757153182,0.98180076628352464,0.97782017648461705,0.97394884788977731,0.9701080526855429,0.96637335009428005,0.96266729279173524,0.95898955247154227,0.95548823118154258,0.9520123839009289,0.94856173363152607,0.94520863751632989,0.94195129422576207,0.93878797130209146,0.93564582382473771,0.93259534460535309,0.92963494822764714,0.92669328712423704,0.92383956737269046,0.92107233787629161,0.91839020383782566,0.91579182488273392,0.91327591327591318,0.91077378748611615,0.9084194977843425,0.90614409901281856,0.90388007054673736,0.90175953079178861,0.8997147245995174,0.8978102189781022,0.89591375919586269,0.89415527769700498,0.89246843709185897,0.89091699261190782,0.88943524477547176]
["R513A",45,1500,{"$error":"#N/A"},{"$error":"#N/A"},{"$error":"#N/A"},{"$error":"#N/A"},{"$error":"#N/A"},{"$error":"#N/A"},{"$error":"#N/A"},{"$error":"#N/A"},{"$error":"#N/A"},{"$error":"#N/A"},{"$error":"#N/A"},{"$error":"#N/A"},{"$error":"#N/A"},{"$error":"#N/A"},{"$error":"#N/A"},{"$error":"#N/A"},{"$error":"#N/A"},{"$error":"#N/A"},{"$error":"#N/A"},{"$error":"#N/A"},{"$error":"#N/A"},{"$error":"#N/A"},{"$error":"#N/A"},{"$error":"#N/A"},{"$error":"#N/A"},{"$error":"#N/A"},{"$error":"#N/A"},{"$error":"#N/A"},{"$error":"#N/A"},{"$error":"#N/A"},{"$error":"#N/A"},{"$error":"#N/A"},{"$error":"#N/A"},{"$error":"#N/A"},{"$error":"#N/A"},{"$error":"#N/A"},{"$error":"#N/A"},{"$error":"#N/A"},{"$error":"#N/A"},{"$error":"#N/A"},{"$error":"#N/A"},{"$error":"#N/A"},{"$error":"#N/A"},{"$error":"#N/A"},{"$error":"#N/A"},{"$error":"#N/A"},{"$error":"#N/A"},{"$error":"#N/A"},{"$error":"#N/A"},{"$error":"#N/A"},{"$error":"#N/A"},{"$error":"#N/A"},{"$error":"#N/A"},{"$error":"#N/A"},{"$error":"#N/A"},1.535005615874204,1.5226541223075019,1.5104998157927059,1.4985380116959062,1.4869439071566732,1.4753508456279232,1.4639371578195666,1.4528703047484055,1.4418004923221188,1.4310645724258286,1.420323325635104,1.4099037138927102,1.399476618500398,1.3893595391392748,1.3793876864416286,1.3694054776219102,1.3597170019898297,1.3501646542261252,1.3407455853499022,1.3314570253301576,1.3222962803698128,1.313260730301089,1.3044861597200128,1.2956915622037293,1.2871494349100037,1.2785862785862783,1.2702674790870596,1.2620562281961829,1.2539504536650015,1.2459481361426257,1.2380473074987419,1.23036911073322,1.2226640159045727,1.2151748666271489,1.2076583210603831,1.2003513223382454,1.1931322145697933,1.1861137897782061,1.1790644171779139,1.1722100447917663,1.1654349061967029,1.1587376354215733,1.1521168977144995,1.1455713886560488,1.1392053348152265,1.1328053048443543,1.1265799596995789,1.1205247335337523,1.1144332699103014,1.108507570295602,1.1026445540116541,1.0968432316746921,1.0911026346136787,1.0855176065660574,1.079989463517429,1.0745173407879793,1.0691933240611962,1.0639218060721392,1.058702014116027,1.0535331905781582,1.0485039638564484,1.0435225248154745,1.0386758993413276,1.0338740859040094,1.0291164658634537,1.0244877561219388,1.0199004975124379,1.0153541357107478,1.0109312073641818,1.0065466448445171,1.0022816166883963,0.99805258033106148,0.99393939393939368,0.98985997102848855,0.98589291439563953,0.98195752834105043,0.97813121272365788,0.97433460076045642,0.97056734790499499,0.96698113207547154,0.96342132059215169,0.95988762291243945,0.95645412130637641,0.95311894614490522,0.94988029963703779,0.94666358808589257,0.94354096348573191,0.94051078146505585,0.93749999999999989,0.93457943925233655,0.93174759487917569,0.92900302114803623,0.92634432896520558,0.92377018400300415,0.92121030557219885,0.91880182266377808,0.91647418225169508,0.91415830546265342,0.91198932305182745,0.90989791389258778,0.90795009965305973,0.90601060695344715,0.90421230610894654,0.90248734316530932,0.90090090090090091,0.89938578531734414]
["R513A",46,1501,{"$error":"#N/A"},{"$error":"#N/A"},{"$error":"#N/A"},{"$error":"#N/A"},{"$error":"#N/A"},{"$error":"#N/A"},{"$error":"#N/A"},{"$error":"#N/A"},{"$error":"#N/A"},{"$error":"#N/A"},{"$error":"#N/A"},{"$error":"#N/A"},{"$error":"#N/A"},{"$error":"#N/A"},{"$error":"#N/A"},{"$error":"#N/A"},{"$error":"#N/A"},{"$error":"#N/A"},{"$error":"#N/A"},{"$error":"#N/A"},{"$error":"#N/A"},{"$error":"#N/A"},{"$error":"#N/A"},{"$error":"#N/A"},{"$error":"#N/A"},{"$error":"#N/A"},{"$error":"#N/A"},{"$error":"#N/A"},{"$error":"#N/A"},{"$error":"#N/A"},{"$error":"#N/A"},{"$error":"#N/A"},{"$error":"#N/A"},{"$error":"#N/A"},{"$error":"#N/A"},{"$error":"#N/A"},{"$error":"#N/A"},{"$error":"#N/A"},{"$error":"#N/A"},{"$error":"#N/A"},{"$error":"#N/A"},{"$error":"#N/A"},{"$error":"#N/A"},{"$error":"#N/A"},{"$error":"#N/A"},{"$error":"#N/A"},{"$error":"#N/A"},{"$error":"#N/A"},{"$error":"#N/A"},{"$error":"#N/A"},{"$error":"#N/A"},{"$error":"#N/A"},{"$error":"#N/A"},{"$error":"#N/A"},{"$error":"#N/A"},1.5650846163634045,1.5522463402322058,1.5396169733383405,1.5271914576607892,1.5151515151515149,1.5031162165464982,1.4912706110572256,1.4797882579403272,1.4683060761609161,1.4571733206965995,1.4460380907594639,1.4352392065344226,1.4244354371742902,1.4139556270835727,1.4036288942143103,1.3932940643407337,1.3832658569500673,1.3733809736489504,1.3636363636363638,1.3540290620871858,1.3445561871447309,1.3352149370386452,1.3261455525606469,1.317057500803084,1.308232291001914,1.2993872807944218,1.2907965158988348,1.28231859883236,1.2739513205592956,1.265692529327022,1.2575401288211838,1.2496190185918927,1.241671714112659,1.2339486356340288,1.2261987837703121,1.2186664024571485,1.2112259970457901,1.2039937353171493,1.1967308814944537,1.1896701808685561,1.1826923076923077,1.1757958130197876,1.168979281505417,1.1622413304356038,1.1556891853800619,1.1491031390134527,1.1426978818283167,1.1364686316178507,1.1302030690067073,1.1241089380369218,1.1180801745295883,1.1121157323688966,1.1062145876427736,1.1004741880647755,1.0947930574098796,1.08917028247587,1.0837004405286343,1.0782852634347331,1.0729239357990232,1.067615658362989,1.0624514122829745,1.0573368864437374,1.0523613963039016,1.0474325129864599,1.0425495846753685,1.0377995275059058,1.033092558373929,1.0284280936454848,1.0238907849829353,1.0193933366484333,1.0150189800297078,1.0106820049301561,1.0064642827919152,1.0022816166883961,0.99821457555591597,0.99418040737148383,0.99025843329844587,0.98636728147554142,0.98250658998322549,0.97883176826356821,0.97518433362403878,0.97156398104265385,0.96804659216118372,0.96463022508038587,0.9613130128956624,0.95801853726925779,0.95482068001863074,0.95171773444753938,0.94863489125404887,0.94564465287921895,0.94274545872614379,0.93993580926180642,0.93721426394391949,0.93457943925233633,0.93195938778602805,0.9294944457039217,0.92711238411095187,0.92474250056386742,0.92252306307657661,0.92038311882669865,0.91839020383782566,0.91640590075994621,0.91456613874637516,0.91280148423005569,0.91117860582265342,0.90962875314302605]
["R513A",47,1502,{"$error":"#N/A"},{"$error":"#N/A"},{"$error":"#N/A"},{"$error":"#N/A"},{"$error":"#N/A"},{"$error":"#N/A"},{"$error":"#N/A"},{"$error":"#N/A"},{"$error":"#N/A"},{"$error":"#N/A"},{"$error":"#N/A"},{"$error":"#N/A"},{"$error":"#N/A"},{"$error":"#N/A"},{"$error":"#N/A"},{"$error":"#N/A"},{"$error":"#N/A"},{"$error":"#N/A"},{"$error":"#N/A"},{"$error":"#N/A"},{"$error":"#N/A"},{"$error":"#N/A"},{"$error":"#N/A"},{"$error":"#N/A"},{"$error":"#N/A"},{"$error":"#N/A"},{"$error":"#N/A"},{"$error":"#N/A"},{"$error":"#N/A"},{"$error":"#N/A"},{"$error":"#N/A"},{"$error":"#N/A"},{"$error":"#N/A"},{"$error":"#N/A"},{"$error":"#N/A"},{"$error":"#N/A"},{"$error":"#N/A"},{"$error":"#N/A"},{"$error":"#N/A"},{"$error":"#N/A"},{"$error":"#N/A"},{"$error":"#N/A"},{"$error":"#N/A"},{"$error":"#N/A"},{"$error":"#N/A"},{"$error":"#N/A"},{"$error":"#N/A"},{"$error":"#N/A"},{"$error":"#N/A"},{"$error":"#N/A"},{"$error":"#N/A"},{"$error":"#N/A"},{"$error":"#N/A"},{"$error":"#N/A"},{"$error":"#N/A"},1.5963659961064243,1.5830115830115832,1.5698787492022981,1.5569620253164558,1.5444500251130089,1.5319466932370154,1.5196441808747221,1.5077224810002454,1.495804450930317,1.48425244358634,1.4727011494252877,1.4615019011406849,1.4503006720905554,1.4394382679929785,1.4287373678708333,1.4180308969333639,1.407644769970245,1.3974096796182689,1.387322355064291,1.377379619260918,1.3675783855903936,1.3579156546699054,1.3485363446990464,1.3391399020141541,1.330017301038062,1.3208762886597938,1.3120000000000001,1.3032422123331215,1.2946005683612252,1.286072772898369,1.2776565908382675,1.2694808545773559,1.261279737489746,1.2533115956796415,1.2453174040700621,1.2375490492001209,1.2298770122987703,1.2224209898628502,1.2149348083761358,1.2076583210603833,1.2004684755026354,1.1933637333850782,1.1863425925925926,1.1794035861539935,1.1726570693107066,1.1658767772511849,1.1592836946277101,1.1528728090730154,1.1464255755429209,1.1401557285873194,1.1339540886881168,1.1278195488721805,1.1217510259917922,1.1158486800326588,1.1100081220106488,1.1042283867492595,1.0986066452304397,1.0930418555051988,1.0875331564986741,1.0820797044074952,1.0767749277772913,1.0715219095740045,1.0664123461071617,1.0613512813875228,1.056338028169014,1.0514617883398869,1.046630360789653,1.0418431306115534,1.0371869466228183,1.0325721961047682,1.028084252758275,1.0236351531291614,1.0193088588713017,1.0150189800297078,1.0108481262327416,1.006711409395973,1.0026901442895573,0.99870087690808729,0.99474322684997996,0.99097647437963254,0.98723814110281749,0.98352790660482969,0.97992351816443612,0.97642295784710664,0.97302428605331881,0.96964919195900701,0.96637335009428049,0.96319498825371974,0.96003746487667807,0.95697502528592571,0.95400604979446202,0.95112898236931642,0.94834232845026989,0.94564465287921895,0.94296228150873962,0.94043887147335403,0.93800045756119887,0.93557465581501509,0.93330298201684481,0.93111279333838026,0.92907319283933842,0.92704250829062396,0.92515983452425732,0.92335410254485417,0.92169351817159995,0.92010771992818663]
["R513A",48,1503,{"$error":"#N/A"},{"$error":"#N/A"},{"$error":"#N/A"},{"$error":"#N/A"},{"$error":"#N/A"},{"$error":"#N/A"},{"$error":"#N/A"},{"$error":"#N/A"},{"$error":"#N/A"},{"$error":"#N/A"},{"$error":"#N/A"},{"$error":"#N/A"},{"$error":"#N/A"},{"$error":"#N/A"},{"$error":"#N/A"},{"$error":"#N/A"},{"$error":"#N/A"},{"$error":"#N/A"},{"$error":"#N/A"},{"$error":"#N/A"},{"$error":"#N/A"},{"$error":"#N/A"},{"$error":"#N/A"},{"$error":"#N/A"},{"$error":"#N/A"},{"$error":"#N/A"},{"$error":"#N/A"},{"$error":"#N/A"},{"$error":"#N/A"},{"$error":"#N/A"},{"$error":"#N/A"},{"$error":"#N/A"},{"$error":"#N/A"},{"$error":"#N/A"},{"$error":"#N/A"},{"$error":"#N/A"},{"$error":"#N/A"},{"$error":"#N/A"},{"$error":"#N/A"},{"$error":"#N/A"},{"$error":"#N/A"},{"$error":"#N/A"},{"$error":"#N/A"},{"$error":"#N/A"},{"$error":"#N/A"},{"$error":"#N/A"},{"$error":"#N/A"},{"$error":"#N/A"},{"$error":"#N/A"},{"$error":"#N/A"},{"$error":"#N/A"},{"$error":"#N/A"},{"$error":"#N/A"},{"$error":"#N/A"},{"$error":"#N/A"},1.6291390728476816,1.6152330925804332,1.6015625000000004,1.5881213686249189,1.5751056473300038,1.5621031242062478,1.5493135155561151,1.5369236536298887,1.5245413981160132,1.5125430398425967,1.5005489813346347,1.4889238590969618,1.4773000240211382,1.466030989272944,1.454932576295245,1.4438314356145083,1.4330653617616216,1.4224586561813346,1.4120078062220183,1.4017094017094012,1.3915601312365651,1.3815567786139504,1.3718492081195628,1.3621262458471763,1.3526888815572413,1.3432346838484217,1.3340563991323209,1.3250026930949046,1.3160710464369783,1.3072590073334041,1.2985641891891893,1.290119572057898,1.2816505157861833,1.2734237498705869,1.2651717753548652,1.2571545380212592,1.2492382693479585,1.2415463813465224,1.2338248570568759,1.2263210368893322,1.2189079377663266,1.2115839243498816,1.2043474003720744,1.1971968074751795,1.1902457905941553,1.183261183261183,1.1764705882352944,1.1698687464333268,1.1632305655381119,1.1567760744850935,1.1503928170594839,1.1440796205004184,1.1378353376503239,1.1317629738682367,1.1257550796265785,1.119810633648944,1.1140295263110225,1.1083078032077853,1.1026445540116541,1.0970388869068852,1.0915867944621935,1.0861886259272338,1.0809385710519379,1.0757390239636173,1.0705892592914961,1.065580871523867,1.0606191256359403,1.0557033731010212,1.0509227614490773,1.0461852513396273,1.0415784571089846,1.0370120563190288,1.032572196104768,1.0281701914235557,1.0238907849829348,1.0196468540164136,1.0155217965653893,1.0114299810870817,1.0073710073710074,1.0035081993962631,0.99967490247074131,0.99587077969395177,0.992175526337017,0.98858704388362006,0.98510331571359933,0.98164405426975276,0.97828680505845866,0.97502972651605224,0.97179426404361202,0.96865648133564353,0.96561469618464424,0.96266729279173502,0.95981271946937174,0.9570494864612511,0.95430211808518883,0.95171773444753915,0.94922055872819866,0.94673645320197053,0.94441031941031917,0.94216775181922652,0.94007948639559769,0.93800045756119865,0.9360730593607306,0.93422451769709858,0.93252463987869594,0.93090138499962138]
["R513A",49,1504,{"$error":"#N/A"},{"$error":"#N/A"},{"$error":"#N/A"},{"$error":"#N/A"},{"$error":"#N/A"},{"$error":"#N/A"},{"$error":"#N/A"},{"$error":"#N/A"},{"$error":"#N/A"},{"$error":"#N/A"},{"$error":"#N/A"},{"$error":"#N/A"},{"$error":"#N/A"},{"$error":"#N/A"},{"$error":"#N/A"},{"$error":"#N/A"},{"$error":"#N/A"},{"$error":"#N/A"},{"$error":"#N/A"},{"$error":"#N/A"},{"$error":"#N/A"},{"$error":"#N/A"},{"$error":"#N/A"},{"$error":"#N/A"},{"$error":"#N/A"},{"$error":"#N/A"},{"$error":"#N/A"},{"$error":"#N/A"},{"$error":"#N/A"},{"$error":"#N/A"},{"$error":"#N/A"},{"$error":"#N/A"},{"$error":"#N/A"},{"$error":"#N/A"},{"$error":"#N/A"},{"$error":"#N/A"},{"$error":"#N/A"},{"$error":"#N/A"},{"$error":"#N/A"},{"$error":"#N/A"},{"$error":"#N/A"},{"$error":"#N/A"},{"$error":"#N/A"},{"$error":"#N/A"},{"$error":"#N/A"},{"$error":"#N/A"},{"$error":"#N/A"},{"$error":"#N/A"},{"$error":"#N/A"},{"$error":"#N/A"},{"$error":"#N/A"},{"$error":"#N/A"},{"$error":"#N/A"},{"$error":"#N/A"},{"$error":"#N/A"},1.6635109548282385,1.6490146132189301,1.6347687400318984,1.6207668994597439,1.6072128577028617,1.5936771184244616,1.5803674675574968,1.5674780170765898,1.5546006066734068,1.5421263791374118,1.5296604899888073,1.5175817396668727,1.5055079559363522,1.4938061695409277,1.4822848879248014,1.4707640798756423,1.4595941616233534,1.4485926274879284,1.4377556984219757,1.4270797076226935,1.4165610963952548,1.4061964101977822,1.3961407491486948,1.3860716700473297,1.3763007720711644,1.3665148316853679,1.3570167696381286,1.3476498301742081,1.338411316648531,1.3292986058575598,1.3203091455560327,1.3115802943058221,1.3028280902446776,1.2943281069136061,1.2858038887727368,1.2775238886580806,1.2693498452012384,1.2614090862475642,1.2534393151941299,1.2456957666599151,1.2380473074987419,1.2304921968787514,1.2230287362036389,1.2156552678394936,1.2084888976223227,1.2012891883973043,1.1942907078357123,1.1874879320332108,1.1806488769437509,1.1740001908943398,1.1674259681093395,1.1609249646059461,1.1544959639571992,1.1482449589245702,1.1420612813370472,1.1359438492796454,1.1299954065227378,1.124108938036922,1.1182834803163926,1.112518089725036,1.1069114470842329,1.1013610315186242,1.0959636460839348,1.0906189040610037,1.085326039001147,1.0801791516641781,1.075080849576086,1.0700304480208784,1.0651195012123313,1.060253426428756,1.055522183128808,1.0508329773601026,1.0462742429397751,1.0417548911662571,1.0373618959264568,1.0330057949105567,1.0287721646035461,1.0245730945439402,1.0204081632653061,1.0164449219072802,1.0125123477115576,1.0086100861008609,1.004819867657871,1.0011395083835262,0.99756690997566921,0.99401971876515294,0.99057743416284139,0.98723814110281727,0.98392128629709608,0.98070483176526879,0.97758702908917483,0.97456619919182308,0.97164072991547512,0.96880907372400749,0.96599387418518801,0.96334586466165384,0.96078737697234795,0.95824244312870066,0.9558594964252406,0.95356229165051565,0.95142326732673266,0.94929381801342883,0.94731977818853974,0.94542659492697934,0.94368574497468161,0.9420234357049857]
["R513A",50,1505,{"$error":"#N/A"},{"$error":"#N/A"},{"$error":"#N/A"},{"$error":"#N/A"},{"$error":"#N/A"},{"$error":"#N/A"},{"$error":"#N/A"},{"$error":"#N/A"},{"$error":"#N/A"},{"$error":"#N/A"},{"$error":"#N/A"},{"$error":"#N/A"},{"$error":"#N/A"},{"$error":"#N/A"},{"$error":"#N/A"},{"$error":"#N/A"},{"$error":"#N/A"},{"$error":"#N/A"},{"$error":"#N/A"},{"$error":"#N/A"},{"$error":"#N/A"},{"$error":"#N/A"},{"$error":"#N/A"},{"$error":"#N/A"},{"$error":"#N/A"},{"$error":"#N/A"},{"$error":"#N/A"},{"$error":"#N/A"},{"$error":"#N/A"},{"$error":"#N/A"},{"$error":"#N/A"},{"$error":"#N/A"},{"$error":"#N/A"},{"$error":"#N/A"},{"$error":"#N/A"},{"$error":"#N/A"},{"$error":"#N/A"},{"$error":"#N/A"},{"$error":"#N/A"},{"$error":"#N/A"},{"$error":"#N/A"},{"$error":"#N/A"},{"$error":"#N/A"},{"$error":"#N/A"},{"$error":"#N/A"},{"$error":"#N/A"},{"$error":"#N/A"},{"$error":"#N/A"},{"$error":"#N/A"},{"$error":"#N/A"},{"$error":"#N/A"},{"$error":"#N/A"},{"$error":"#N/A"},{"$error":"#N/A"},{"$error":"#N/A"},1.6993644653219115,1.6842393536902642,1.6693811074918572,1.6547827256827659,1.6406562625050021,1.6265538217402797,1.612691752982824,1.5992718762189573,1.5858690046415671,1.5728900255754472,1.5599239061509196,1.5473644483582845,1.5348140753681054,1.5226541223075019,1.5106853352984526,1.4987206043621295,1.4871236851650342,1.4757048590281945,1.4644600547684252,1.4533853243530659,1.4424768382784097,1.4317308811546969,1.4213080656343888,1.4108740536820374,1.4007516228220016,1.3906161673261728,1.3807813201616523,1.3710846059525135,1.3615231348239982,1.3520940969550401,1.3427947598253276,1.3337670787247886,1.3247172859450729,1.3159302449983952,1.3071200850159406,1.2985641891891893,1.290119572057898,1.2819176654507554,1.2736874805840319,1.2656925293270223,1.2577973207894468,1.25,1.2422987577012421,1.2346918289500097,1.2272999401317102,1.2198750371913119,1.2126589766341322,1.2056459517741618,1.1985967647632036,1.1917449859509737,1.1849710982658961,1.1782737810135069,1.1716517431891791,1.1652140962485786,1.158846806105144,1.1525487256371814,1.1464255755429211,1.1403671425922495,1.1343724061606568,1.1284403669724767,1.1226725082146767,1.1169633127497272,1.1114123068582273,1.1059162021219204,1.1004741880647757,1.09518297569228,1.0899424014178114,1.0847517417761705,1.0797050561797754,1.0747051114023589,1.0698443072105768,1.0650272750887524,1.0603448275862066,1.0557033731010212,1.0511922057943763,1.0467194281337757,1.0423728813559319,1.0380622837370244,1.0337871911245589,1.0297195479280032,1.0256837891927952,1.0216795414901569,1.0177906495655773,1.01401483924155,1.0103499260719568,1.0067114093959733,1.0031808172253487,0.99975615703486953,0.9963547995139731,0.99305667689326671,0.98985997102848855,0.98676293622141997,0.98376389666480046,0.98086124401913866,0.97797566987357865,0.97526165556612721,0.97263956982445032,0.970031545741325,0.9675896790434233,0.96523581574197614,0.96304415909802699,0.96086243262245119,0.95884003741814783,0.9569005756962814,0.95511725423202365,0.95341446399503904]
["R513A",51,1506,{"$error":"#N/A"},{"$error":"#N/A"},{"$error":"#N/A"},{"$error":"#N/A"},{"$error":"#N/A"},{"$error":"#N/A"},{"$error":"#N/A"},{"$error":"#N/A"},{"$error":"#N/A"},{"$error":"#N/A"},{"$error":"#N/A"},{"$error":"#N/A"},{"$error":"#N/A"},{"$error":"#N/A"},{"$error":"#N/A"},{"$error":"#N/A"},{"$error":"#N/A"},{"$error":"#N/A"},{"$error":"#N/A"},{"$error":"#N/A"},{"$error":"#N/A"},{"$error":"#N/A"},{"$error":"#N/A"},{"$error":"#N/A"},{"$error":"#N/A"},{"$error":"#N/A"},{"$error":"#N/A"},{"$error":"#N/A"},{"$error":"#N/A"},{"$error":"#N/A"},{"$error":"#N/A"},{"$error":"#N/A"},{"$error":"#N/A"},{"$error":"#N/A"},{"$error":"#N/A"},{"$error":"#N/A"},{"$error":"#N/A"},{"$error":"#N/A"},{"$error":"#N/A"},{"$error":"#N/A"},{"$error":"#N/A"},{"$error":"#N/A"},{"$error":"#N/A"},{"$error":"#N/A"},{"$error":"#N/A"},{"$error":"#N/A"},{"$error":"#N/A"},{"$error":"#N/A"},{"$error":"#N/A"},{"$error":"#N/A"},{"$error":"#N/A"},{"$error":"#N/A"},{"$error":"#N/A"},{"$error":"#N/A"},{"$error":"#N/A"},1.7372881355932202,1.7214835549335201,1.7059639389736485,1.6907216494845361,1.6759776536312851,1.6612641815235003,1.6468068014459767,1.6328156113102352,1.6188470650171094,1.605324980422866,1.5918208877960403,1.5787447054293422,1.5656822810590632,1.5530303030303032,1.5405811623246497,1.5281401416325007,1.5160852952052262,1.5042191512779752,1.4925373134328364,1.4810355207706198,1.4697096427291194,1.458555674137318,1.4477401129943506,1.4369158878504678,1.426417720051026,1.4159088292851387,1.4057142857142857,1.39566549415636,1.3857593510590358,1.3759928403624568,1.3663630304376808,1.357016769638129,1.3476498301742086,1.3385569702905651,1.3294422827496759,1.3205926562164485,1.3118600682593857,1.3033803115396843,1.2948731445415305,1.2866108786610884,1.2784533832241973,1.2703986779590994,1.2624448321872113,1.2545899632802935,1.2469586374695865,1.2392947103274559,1.2318477716574867,1.2246117084826762,1.217339667458432,1.2102725573157533,1.2032870279788694,1.1963816749343448,1.1895551257253387,1.1829197922677437,1.1763580719204285,1.1698687464333271,1.163560684892631,1.1573202860368841,1.1511464670098273,1.1450381679389312,1.1390998333024633,1.1332227750138195,1.1275093959116329,1.1218533381977382,1.1162537435338959,1.1108100785694932,1.1054192504718254,1.1000804936946607,1.0948905109489053,1.0897492690706121,1.084751741776171,1.0797998419805113,1.0749868904037754,1.070216653615244,1.0655808715238673,1.0609850772017597,1.0565194983679778,1.0520913523222994,1.0477001703577515,1.0435225248154747,1.0393780632077068,1.0352663917178688,1.031273580950784,1.0273972602739729,1.0236351531291614,1.0199004975124382,1.0162769561265803,1.012762453684644,1.009272175268729,1.0058881256133467,1.0026084121291163,0.99943121800601287,0.99635479951397332,0.99337748344370869,0.99041790804412599,0.98763449494138411,0.98494554772581677,0.98227120268327761,0.97976740481121538,0.97735399284862956,0.97510702394165227,0.97287036304674523,0.97079715864246263,0.96880907372400771,0.96698113207547176,0.96523581574197592]
["R513A",52,1507,{"$error":"#N/A"},{"$error":"#N/A"},{"$error":"#N/A"},{"$error":"#N/A"},{"$error":"#N/A"},{"$error":"#N/A"},{"$error":"#N/A"},{"$error":"#N/A"},{"$error":"#N/A"},{"$error":"#N/A"},{"$error":"#N/A"},{"$error":"#N/A"},{"$error":"#N/A"},{"$error":"#N/A"},{"$error":"#N/A"},{"$error":"#N/A"},{"$error":"#N/A"},{"$error":"#N/A"},{"$error":"#N/A"},{"$error":"#N/A"},{"$error":"#N/A"},{"$error":"#N/A"},{"$error":"#N/A"},{"$error":"#N/A"},{"$error":"#N/A"},{"$error":"#N/A"},{"$error":"#N/A"},{"$error":"#N/A"},{"$error":"#N/A"},{"$error":"#N/A"},{"$error":"#N/A"},{"$error":"#N/A"},{"$error":"#N/A"},{"$error":"#N/A"},{"$error":"#N/A"},{"$error":"#N/A"},{"$error":"#N/A"},{"$error":"#N/A"},{"$error":"#N/A"},{"$error":"#N/A"},{"$error":"#N/A"},{"$error":"#N/A"},{"$error":"#N/A"},{"$error":"#N/A"},{"$error":"#N/A"},{"$error":"#N/A"},{"$error":"#N/A"},{"$error":"#N/A"},{"$error":"#N/A"},{"$error":"#N/A"},{"$error":"#N/A"},{"$error":"#N/A"},{"$error":"#N/A"},{"$error":"#N/A"},{"$error":"#N/A"},1.7769430800346713,1.7604121940747102,1.7441860465116283,1.7282562877616969,1.7128533630413592,1.6974882693900075,1.6823963890028721,1.6677966101694914,1.6532258064516121,1.6391257995735604,1.6250495441934205,1.6114240796541337,1.5978176149649255,1.5846431332130892,1.5716841298236648,1.5587378025598779,1.5461973601508483,1.5338570894126451,1.5217122355561057,1.5097581931999504,1.4979905005480449,1.4864048338368581,1.4751739026145358,1.463937157819567,1.4530419373892494,1.4421385860007032,1.4315642458100557,1.4211438474870015,1.410874053682037,1.4007516228220021,1.3907734056987788,1.3810913990568157,1.3713903445200135,1.3619754180046506,1.3525401363536398,1.3433813892529489,1.3343458450857018,1.3255738764953118,1.3167755058344928,1.3082322910019148,1.2997992180069746,1.2914741705165895,1.2832550860719871,1.2751399543852369,1.2672573665773748,1.2593426845500151,1.2516536074081615,1.2441836941128868,1.2366780615322739,1.2293853073463268,1.2221780604133547,1.2150548256445715,1.2080141426045965,1.2011718749999996,1.1944066809089142,1.1877172653534183,1.181215787957361,1.174785100286533,1.1684240524365919,1.162131519274376,1.1560150375939846,1.1499626028421837,1.1440796205004187,1.1382565241532481,1.1324924040143631,1.1268896014658722,1.1213419637159268,1.1158486800326588,1.1105092091007585,1.1052205948423037,1.1000804936946607,1.0949879818392239,1.0900389932647994,1.0851345390383764,1.0803689064558628,1.0756449497157847,1.0710553814002086,1.0665048122778116,1.0619927473666033,1.057700576145842,1.0534429599177801,1.0492194830674739,1.0451185317359164,1.0411376333164044,1.0372744138977907,1.0334397580238617,1.0297195479280035,1.0261116209226662,1.0225288885194113,1.0190555095277549,1.0156895127993393,1.0124290065025927,1.009272175268729,1.0062172774869109,1.0031808172253485,1.0003253090435911,0.99756690997566899,0.99482368165642199,0.99225556631171319,0.98978031705158143,0.98747591522157996,0.98518221866239475,0.98305626598465468,0.98101770617323336,0.97914344849546242,0.97735399284862912]
["R513A",53,1508,{"$error":"#N/A"},{"$error":"#N/A"},{"$error":"#N/A"},{"$error":"#N/A"},{"$error":"#N/A"},{"$error":"#N/A"},{"$error":"#N/A"},{"$error":"#N/A"},{"$error":"#N/A"},{"$error":"#N/A"},{"$error":"#N/A"},{"$error":"#N/A"},{"$error":"#N/A"},{"$error":"#N/A"},{"$error":"#N/A"},{"$error":"#N/A"},{"$error":"#N/A"},{"$error":"#N/A"},{"$error":"#N/A"},{"$error":"#N/A"},{"$error":"#N/A"},{"$error":"#N/A"},{"$error":"#N/A"},{"$error":"#N/A"},{"$error":"#N/A"},{"$error":"#N/A"},{"$error":"#N/A"},{"$error":"#N/A"},{"$error":"#N/A"},{"$error":"#N/A"},{"$error":"#N/A"},{"$error":"#N/A"},{"$error":"#N/A"},{"$error":"#N/A"},{"$error":"#N/A"},{"$error":"#N/A"},{"$error":"#N/A"},{"$error":"#N/A"},{"$error":"#N/A"},{"$error":"#N/A"},{"$error":"#N/A"},{"$error":"#N/A"},{"$error":"#N/A"},{"$error":"#N/A"},{"$error":"#N/A"},{"$error":"#N/A"},{"$error":"#N/A"},{"$error":"#N/A"},{"$error":"#N/A"},{"$error":"#N/A"},{"$error":"#N/A"},{"$error":"#N/A"},{"$error":"#N/A"},{"$error":"#N/A"},{"$error":"#N/A"},1.8187195031790619,1.8014059753954306,1.7844189757725235,1.7677493532624313,1.7516377100541156,1.7355721744038373,1.7197986577181206,1.7045454545454546,1.6893283889575601,1.674608577263444,1.6599190283400811,1.6457051110516461,1.6315161161957816,1.6177824542943575,1.6042780748663104,1.5907915157785821,1.5777321703437659,1.5648854961832062,1.5522463402322064,1.5398097145718572,1.5275707898658717,1.5155248891079349,1.5038513265680402,1.4921751789397069,1.4808572116542253,1.4695340501792111,1.4585556741373176,1.4477401129943501,1.4370837714686295,1.4265831593597773,1.4162348877374784,1.4061964101977822,1.3961407491486948,1.3863841298467088,1.3766088416340236,1.3671223741247083,1.3577657578099127,1.3486842105263155,1.3395774341102153,1.3307367737747489,1.3220120378331901,1.3134009610250934,1.3049013367281983,1.2965110150732577,1.2883628364931392,1.2801831806827642,1.2722383119569718,1.2645214351804255,1.2567691836109121,1.2492382693479585,1.241797072185765,1.234443998394219,1.2271774917689315,1.2201170518797735,1.213137390275175,1.2062371285672258,1.1995318899941487,1.1929007855688101,1.1863425925925928,1.1798561151079134,1.1735521419711856,1.1673151750972759,1.1612537764350455,1.1552550014088476,1.1493178845075687,1.143547787281517,1.1378353376503239,1.1321796759941087,1.1266831547128333,1.1212397447584319,1.115949918345128,1.1107097706339175,1.1056179775280897,1.1005726556907658,1.095670764297167,1.0908123448031215,1.0860927152317879,1.0814137506593988,1.0767749277772916,1.0723626852659109,1.0679864548059392,1.0636457973019715,1.0594315245478036,1.0553410553410556,1.051371912129242,1.0474325129864601,1.0436110639742069,1.0399053094352384,1.0362257792754843,1.0326588867433466,1.0292025771901931,1.0258548790658881,1.0226139008979049,1.0194778284293411,1.0163609320773426,1.0134300074153413,1.0105989647522799,1.0077836952068826,1.0051483206668299,1.0026084121291166,1.000243961941937,0.99789063767645614,0.99570954424026548,0.99361822441231129,0.99169555752640492,0.98985997102848855]
["R513A",54,1509,{"$error":"#N/A"},{"$error":"#N/A"},{"$error":"#N/A"},{"$error":"#N/A"},{"$error":"#N/A"},{"$error":"#N/A"},{"$error":"#N/A"},{"$error":"#N/A"},{"$error":"#N/A"},{"$error":"#N/A"},{"$error":"#N/A"},{"$error":"#N/A"},{"$error":"#N/A"},{"$error":"#N/A"},{"$error":"#N/A"},{"$error":"#N/A"},{"$error":"#N/A"},{"$error":"#N/A"},{"$error":"#N/A"},{"$error":"#N/A"},{"$error":"#N/A"},{"$error":"#N/A"},{"$error":"#N/A"},{"$error":"#N/A"},{"$error":"#N/A"},{"$error":"#N/A"},{"$error":"#N/A"},{"$error":"#N/A"},{"$error":"#N/A"},{"$error":"#N/A"},{"$error":"#N/A"},{"$error":"#N/A"},{"$error":"#N/A"},{"$error":"#N/A"},{"$error":"#N/A"},{"$error":"#N/A"},{"$error":"#N/A"},{"$error":"#N/A"},{"$error":"#N/A"},{"$error":"#N/A"},{"$error":"#N/A"},{"$error":"#N/A"},{"$error":"#N/A"},{"$error":"#N/A"},{"$error":"#N/A"},{"$error":"#N/A"},{"$error":"#N/A"},{"$error":"#N/A"},{"$error":"#N/A"},{"$error":"#N/A"},{"$error":"#N/A"},{"$error":"#N/A"},{"$error":"#N/A"},{"$error":"#N/A"},{"$error":"#N/A"},1.8627896410722391,1.8446310737852427,1.8268231100549537,1.8093556928508381,1.7924803264354414,1.7756604590731908,1.7591533180778027,1.7431972789115646,1.7272854936104471,1.7118997912317322,1.6965517241379311,1.6817063166529946,1.6668925328635311,1.6525594518339377,1.6384707606234183,1.6244057052297933,1.6107909900471449,1.5974025974025974,1.5842349304482228,1.5712825753704645,1.5585402939685755,1.5460030165912519,1.5338570894126451,1.5217122355561057,1.5099435305671489,1.4981729598051152,1.4867641726096938,1.4755278310940496,1.4644600547684246,1.4535570787047978,1.4428152492668622,1.4323978106439967,1.4219653179190752,1.4118457300275482,1.4017094017094016,1.3918750707253593,1.3821777727834588,1.3727678571428568,1.3633340722677894,1.3541781349774307,1.3451443569553807,1.33623030961434,1.3274336283185837,1.3187520102926982,1.310322786832854,1.3018628281117695,1.2936474547749266,1.2856694888679834,1.2776565908382669,1.2698740450134212,1.2621857362750131,1.2545899632802935,1.2470850653959242,1.2397943755669787,1.2325884357150012,1.225465776626482,1.2185456706954627,1.211703280464979,1.2049373040752354,1.1982464685825618,1.1917449859509732,1.1853136744723904,1.1790644171779141,1.1728807094497948,1.1667615253272623,1.1608154020385046,1.1549295774647887,1.1491031390134527,1.1434414799665336,1.1378353376503236,1.1323881421469342,1.1269928532160529,1.1217510259917918,1.1165577342047928,1.1115127417314294,1.1065131342209424,1.1016569637259288,1.0968432316746926,1.092071384178283,1.0875331564986734,1.0830324909747293,1.0785689231848472,1.0742358078602621,1.0700304480208787,1.0659502556547362,1.061901061901062,1.0579735076552554,1.0541652382584847,1.0503842869342441,1.0467194281337759,1.0431685183614618,1.0397295012679626,1.0364004044489383,1.0331793364132715,1.0299782281024952,1.0269683560156964,1.0240612771626008,1.0211706102117062,1.0184648505423528,1.0158572844400398,1.0134300074153415,1.0110143021535425,1.0087755269416878,1.0066290203780996,1.0046557216368537,1.002771889776618]
["R513A",55,1510,{"$error":"#N/A"},{"$error":"#N/A"},{"$error":"#N/A"},{"$error":"#N/A"},{"$error":"#N/A"},{"$error":"#N/A"},{"$error":"#N/A"},{"$error":"#N/A"},{"$error":"#N/A"},{"$error":"#N/A"},{"$error":"#N/A"},{"$error":"#N/A"},{"$error":"#N/A"},{"$error":"#N/A"},{"$error":"#N/A"},{"$error":"#N/A"},{"$error":"#N/A"},{"$error":"#N/A"},{"$error":"#N/A"},{"$error":"#N/A"},{"$error":"#N/A"},{"$error":"#N/A"},{"$error":"#N/A"},{"$error":"#N/A"},{"$error":"#N/A"},{"$error":"#N/A"},{"$error":"#N/A"},{"$error":"#N/A"},{"$error":"#N/A"},{"$error":"#N/A"},{"$error":"#N/A"},{"$error":"#N/A"},{"$error":"#N/A"},{"$error":"#N/A"},{"$error":"#N/A"},{"$error":"#N/A"},{"$error":"#N/A"},{"$error":"#N/A"},{"$error":"#N/A"},{"$error":"#N/A"},{"$error":"#N/A"},{"$error":"#N/A"},{"$error":"#N/A"},{"$error":"#N/A"},{"$error":"#N/A"},{"$error":"#N/A"},{"$error":"#N/A"},{"$error":"#N/A"},{"$error":"#N/A"},{"$error":"#N/A"},{"$error":"#N/A"},{"$error":"#N/A"},{"$error":"#N/A"},{"$error":"#N/A"},{"$error":"#N/A"},1.9093449239366651,1.8902720147533427,1.8715763846622042,1.8532469489227059,1.8355469332935386,1.817913094886195,1.8006148440931049,1.7839013778100075,1.7672413793103443,1.7511389521640088,1.7350825222175204,1.7195582273172103,1.7040731504571902,1.6890964020873389,1.6743806153008445,1.6596950479017674,1.6454849498327759,1.6315161161957823,1.617782454294358,1.6042780748663099,1.5909972836631743,1.577934573444516,1.5652837872232124,1.5526382226710433,1.5403882279273633,1.5281401416325007,1.5162721893491122,1.5045871559633028,1.4930808448652586,1.4817491868449586,1.470588235294118,1.4597673866603371,1.4489339144775595,1.4384282540053797,1.4279080566519622,1.417704011065007,1.407644769970245,1.3978861234231161,1.3881051800022568,1.3786146603900475,1.3692530335077371,1.3600176912870412,1.3509060955518943,1.3419157756927773,1.3331888142206809,1.3244320017228384,1.3159302449983956,1.3076759515203062,1.2993872807944218,1.2913385826771653,1.2833889816360604,1.2755366587161672,1.267779839208411,1.2602459016393439,1.2528009777958851,1.2454434993924668,1.2382965871337965,1.2312312312312315,1.2242460435951035,1.217339667458432,1.2106299212598421,1.2039937353171493,1.1975464901178077,1.191167925624637,1.1848569501974762,1.1787254432199326,1.1726570693107066,1.1666508583894526,1.1608154020385053,1.1550380317400695,1.149425287356322,1.1438668278619923,1.1384672343576452,1.1331183786273606,1.1279229711141676,1.1227749885896849,1.1177753544165756,1.1128200488555147,1.1079084849576655,1.1032379585613059,1.0986066452304397,1.0940140531886506,1.0895562051554613,1.0852302805717313,1.0810335735630165,1.0768691997898794,1.0728303532490189,1.068914573737725,1.0650272750887522,1.0612597066436584,1.0576096302665519,1.0540748993058531,1.0506534551977449,1.0473433242506813,1.0440539852304558,1.0409614082599863,1.0379746835443038,1.0350050488051163,1.0322255790533734,1.0295471666527165,1.0270541082164328,1.02457309454394,1.0222739361702129,1.0200696632940787,1.0180433703029301,1.0161090458488227]
["R513A",56,1511,{"$error":"#N/A"},{"$error":"#N/A"},{"$error":"#N/A"},{"$error":"#N/A"},{"$error":"#N/A"},{"$error":"#N/A"},{"$error":"#N/A"},{"$error":"#N/A"},{"$error":"#N/A"},{"$error":"#N/A"},{"$error":"#N/A"},{"$error":"#N/A"},{"$error":"#N/A"},{"$error":"#N/A"},{"$error":"#N/A"},{"$error":"#N/A"},{"$error":"#N/A"},{"$error":"#N/A"},{"$error":"#N/A"},{"$error":"#N/A"},{"$error":"#N/A"},{"$error":"#N/A"},{"$error":"#N/A"},{"$error":"#N/A"},{"$error":"#N/A"},{"$error":"#N/A"},{"$error":"#N/A"},{"$error":"#N/A"},{"$error":"#N/A"},{"$error":"#N/A"},{"$error":"#N/A"},{"$error":"#N/A"},{"$error":"#N/A"},{"$error":"#N/A"},{"$error":"#N/A"},{"$error":"#N/A"},{"$error":"#N/A"},{"$error":"#N/A"},{"$error":"#N/A"},{"$error":"#N/A"},{"$error":"#N/A"},{"$error":"#N/A"},{"$error":"#N/A"},{"$error":"#N/A"},{"$error":"#N/A"},{"$error":"#N/A"},{"$error":"#N/A"},{"$error":"#N/A"},{"$error":"#N/A"},{"$error":"#N/A"},{"$error":"#N/A"},{"$error":"#N/A"},{"$error":"#N/A"},{"$error":"#N/A"},{"$error":"#N/A"},1.9585987261146494,1.9385342789598112,1.9188767550702037,1.8996138996138996,1.8810215629301121,1.862507571168988,1.8443544759334234,1.8268231100549537,1.8093556928508381,1.7924803264354414,1.7756604590731924,1.7594049492204271,1.7431972789115646,1.7275280898876406,1.7121380846325174,1.6967857635535935,1.6819362778613429,1.6673444489629936,1.6530036285445511,1.6389073950699531,1.6250495441934205,1.6114240796541337,1.5982328482328487,1.5850515463917532,1.5722868464783328,1.5595283377710154,1.5471698113207548,1.5350056158742045,1.523031203566122,1.5112421673424257,1.4996342355523047,1.4883833494675704,1.4771226131860218,1.4662057456192636,1.4552768575485096,1.4446793516560961,1.4342350746268657,1.4241055922195205,1.4139556270835727,1.4041095890410964,1.3943997279220046,1.3848232380094574,1.3753773901375377,1.3660595290981783,1.357016769638129,1.3479452054794521,1.3391399020141541,1.330592816962354,1.3220120378331897,1.3136815123357899,1.3054553173423906,1.2973315051154941,1.2893081761006293,1.2815169827047299,1.2738193869096934,1.266213712168005,1.2588271415412959,1.251526251526252,1.2443095599393024,1.2371756185878091,1.2302460492098417,1.2233936741595381,1.2167375605895741,1.2101534828807559,1.2036402779136901,1.1973133456633893,1.1910525806139249,1.1848569501974762,1.1788384128809664,1.1728807094497948,1.1670936521491604,1.1613634217732041,1.1557977823717345,1.150285233330216,1.1449315833566043,1.1396275363661632,1.1344770337576091,1.1293728766871731,1.124314442413163,1.1195048693910985,1.1147362697118002,1.1100081220106488,1.1054192504718254,1.1009667024704621,1.0966476462196866,1.0923623445825936,1.0882066707953644,1.0841780520052888,1.0801791516641783,1.0763038151907598,1.0725497035228462,1.068914573737725,1.0653962754439152,1.0619927473666033,1.058610895946295,1.0554316114638749,1.0523613963039016,1.0493089916396523,1.0464522715671258,1.0436996181586766,1.0411376333164044,1.0385881955585576,1.0362257792754845,1.0339609952925355,1.0318791946308725,1.0298919869379553]
["R513A",57,1512,{"$error":"#N/A"},{"$error":"#N/A"},{"$error":"#N/A"},{"$error":"#N/A"},{"$error":"#N/A"},{"$error":"#N/A"},{"$error":"#N/A"},{"$error":"#N/A"},{"$error":"#N/A"},{"$error":"#N/A"},{"$error":"#N/A"},{"$error":"#N/A"},{"$error":"#N/A"},{"$error":"#N/A"},{"$error":"#N/A"},{"$error":"#N/A"},{"$error":"#N/A"},{"$error":"#N/A"},{"$error":"#N/A"},{"$error":"#N/A"},{"$error":"#N/A"},{"$error":"#N/A"},{"$error":"#N/A"},{"$error":"#N/A"},{"$error":"#N/A"},{"$error":"#N/A"},{"$error":"#N/A"},{"$error":"#N/A"},{"$error":"#N/A"},{"$error":"#N/A"},{"$error":"#N/A"},{"$error":"#N/A"},{"$error":"#N/A"},{"$error":"#N/A"},{"$error":"#N/A"},{"$error":"#N/A"},{"$error":"#N/A"},{"$error":"#N/A"},{"$error":"#N/A"},{"$error":"#N/A"},{"$error":"#N/A"},{"$error":"#N/A"},{"$error":"#N/A"},{"$error":"#N/A"},{"$error":"#N/A"},{"$error":"#N/A"},{"$error":"#N/A"},{"$error":"#N/A"},{"$error":"#N/A"},{"$error":"#N/A"},{"$error":"#N/A"},{"$error":"#N/A"},{"$error":"#N/A"},{"$error":"#N/A"},{"$error":"#N/A"},2.0107896027464438,1.989647363312844,1.9689450936449504,1.9486692015209124,1.9291091593475536,1.9096413600372606,1.8905625576391023,1.8721461187214614,1.8538055764883188,1.8360949395432151,1.8184506209343587,1.8014059753954312,1.7844189757725226,1.768003449762829,1.751887195556189,1.735817104149026,1.7202797202797202,1.7050180205156642,1.6900247320692505,1.6752928357395802,1.6608155549554415,1.6465863453815264,1.6328156113102352,1.6190601553244708,1.6057441253263702,1.5924391506991193,1.5795556697059201,1.5668789808917198,1.5544041450777204,1.5421263791374125,1.5300410498818264,1.5183310702382424,1.506614404703577,1.4952589350838805,1.4838943177705395,1.4728774997006349,1.4620230595506953,1.4514987019117298,1.4409559512652295,1.4307316505757828,1.4206514206514209,1.4107122376419314,1.4009111617312071,1.3912453342382081,1.3818672059319179,1.3724615041285426,1.3633340722677902,1.3544763792533863,1.3455858221201178,1.3369565217391304,1.3284371962414951,1.3200257566001288,1.3117201663645091,1.3036565977742445,1.2956915622037291,1.2878232645796253,1.2801831806827646,1.2726332126228663,1.2651717753548657,1.2577973207894466,1.2506354855109301,1.2435547467394599,1.2366780615322746,1.2298770122987703,1.2231503579952268,1.2166172106824924,1.2101534828807559,1.2037580739870815,1.1975464901178077,1.1913986826811311,1.1854279105628374,1.1795166858458002,1.173776123675923,1.1680911680911679,1.1625708884688088,1.1571025399811852,1.1517932390673282,1.1465324384787474,1.1413194766632646,1.1363636363636362,1.1314506485143963,1.1265799596995787,1.1218533381977382,1.1172676900717597,1.1128200488555147,1.1084076777507437,1.1041292639138243,1.0999821141119657,1.0958660014255166,1.0918774966711053,1.0880141530296328,1.0842736248236953,1.0806536636794939,1.0771521148962255,1.0736731843575418,1.0704029240274995,1.0672451193058567,1.064105891513107,1.0611681477008021,1.0583376355188439,1.0557033731010215,1.0530821917808217,1.0506534551977449,1.0483252365124012,1.0461852513396275,1.0441426146010186]
["R513A",58,1513,{"$error":"#N/A"},{"$error":"#N/A"},{"$error":"#N/A"},{"$error":"#N/A"},{"$error":"#N/A"},{"$error":"#N/A"},{"$error":"#N/A"},{"$error":"#N/A"},{"$error":"#N/A"},{"$error":"#N/A"},{"$error":"#N/A"},{"$error":"#N/A"},{"$error":"#N/A"},{"$error":"#N/A"},{"$error":"#N/A"},{"$error":"#N/A"},{"$error":"#N/A"},{"$error":"#N/A"},{"$error":"#N/A"},{"$error":"#N/A"},{"$error":"#N/A"},{"$error":"#N/A"},{"$error":"#N/A"},{"$error":"#N/A"},{"$error":"#N/A"},{"$error":"#N/A"},{"$error":"#N/A"},{"$error":"#N/A"},{"$error":"#N/A"},{"$error":"#N/A"},{"$error":"#N/A"},{"$error":"#N/A"},{"$error":"#N/A"},{"$error":"#N/A"},{"$error":"#N/A"},{"$error":"#N/A"},{"$error":"#N/A"},{"$error":"#N/A"},{"$error":"#N/A"},{"$error":"#N/A"},{"$error":"#N/A"},{"$error":"#N/A"},{"$error":"#N/A"},{"$error":"#N/A"},{"$error":"#N/A"},{"$error":"#N/A"},{"$error":"#N/A"},{"$error":"#N/A"},{"$error":"#N/A"},{"$error":"#N/A"},{"$error":"#N/A"},{"$error":"#N/A"},{"$error":"#N/A"},{"$error":"#N/A"},{"$error":"#N/A"},2.0661851167478571,2.0438683948155529,2.0220286043070859,2.0006506180871821,1.9800386349001931,1.9595348096224299,1.9394512771996211,1.9200749297533561,1.9007881316643476,1.8821729150726849,1.8636363636363635,1.8457382953181276,1.8279090503789561,1.8106874723980566,1.7937873705702203,1.7769430800346713,1.7606641855138845,1.7446808510638299,1.7289850998032052,1.7135692393424344,1.6984258492129243,1.6835477689570215,1.6691545664269236,1.6547827256827663,1.6408751334044815,1.6269841269841265,1.6135379771743403,1.6003122560499607,1.5873015873015872,1.574500768049155,1.5619047619047619,1.5497039183570618,1.5375000000000001,1.5256760109154055,1.5138461538461538,1.5023818248442653,1.4910898290701902,1.4801444043321295,1.4691829909221208,1.458555674137318,1.4480809983517777,1.4377556984219753,1.4275766016713087,1.4175406246398519,1.4078058830262103,1.3980450102295974,1.3885752991645972,1.3793876864416281,1.3701682076417505,1.3612217795484727,1.3523914238592636,1.3436748962202314,1.3350700097688051,1.3267177219285939,1.3184692893128951,1.310322786832854,1.3024142312579416,1.2946005683612252,1.2868801004394226,1.2792511700468014,1.2718436562920066,1.264521435180425,1.2574115722756083,1.2503812137846904,1.2434290335624745,1.2366780615322739,1.23,1.2233936741595381,1.2169783318492136,1.2106299212598421,1.2044653349001175,1.1983632112236946,1.1924381968007751,1.1865714836967005,1.1808755760368661,1.1752340913433974,1.1697574893009981,1.1643316925407043,1.1589559973617263,1.1538461538461535,1.1487811711964135,1.1437604612237304,1.1388888888888888,1.1341632088520057,1.129580310404996,1.1250342998262144,1.1206268221574345,1.1163550553639499,1.1121157323688966,1.108008287541663,1.1040301588726324,1.1001788908765653,1.0964521305045463,1.0928476232785427,1.0892667375132836,1.0859009446455368,1.0826511750726167,1.0794207985958755,1.0763980047256494,1.0734857741316113,1.0707756594411073,1.0680791941646404,1.0655808715238673,1.0631861007865848,1.0609850772017597,1.0588842975206609]
["R513A",59,1514,{"$error":"#N/A"},{"$error":"#N/A"},{"$error":"#N/A"},{"$error":"#N/A"},{"$error":"#N/A"},{"$error":"#N/A"},{"$error":"#N/A"},{"$error":"#N/A"},{"$error":"#N/A"},{"$error":"#N/A"},{"$error":"#N/A"},{"$error":"#N/A"},{"$error":"#N/A"},{"$error":"#N/A"},{"$error":"#N/A"},{"$error":"#N/A"},{"$error":"#N/A"},{"$error":"#N/A"},{"$error":"#N/A"},{"$error":"#N/A"},{"$error":"#N/A"},{"$error":"#N/A"},{"$error":"#N/A"},{"$error":"#N/A"},{"$error":"#N/A"},{"$error":"#N/A"},{"$error":"#N/A"},{"$error":"#N/A"},{"$error":"#N/A"},{"$error":"#N/A"},{"$error":"#N/A"},{"$error":"#N/A"},{"$error":"#N/A"},{"$error":"#N/A"},{"$error":"#N/A"},{"$error":"#N/A"},{"$error":"#N/A"},{"$error":"#N/A"},{"$error":"#N/A"},{"$error":"#N/A"},{"$error":"#N/A"},{"$error":"#N/A"},{"$error":"#N/A"},{"$error":"#N/A"},{"$error":"#N/A"},{"$error":"#N/A"},{"$error":"#N/A"},{"$error":"#N/A"},{"$error":"#N/A"},{"$error":"#N/A"},{"$error":"#N/A"},{"$error":"#N/A"},{"$error":"#N/A"},{"$error":"#N/A"},{"$error":"#N/A"},2.1250863856254312,2.1014864172219374,2.0784048665089565,2.0558248370382746,2.0340664792459071,2.012434554973821,1.9912578921806698,1.9708380067296909,1.950523311132254,1.9309262166405019,1.9114219114219115,1.8925988613632871,1.8738574040219373,1.8557634278817139,1.8380155409444117,1.8203344679591529,1.8032546547427062,1.7864923747276691,1.7700388545114409,1.7538856409525161,1.738024586689275,1.7224478364374738,1.7073847862298726,1.6923500275178871,1.6778065748192599,1.6632860040567947,1.6492357200321799,1.6354208216992419,1.6218354430379747,1.6084739113377795,1.595330739299611,1.5826042202779207,1.5698787492022974,1.5575535013296189,1.5452261306532664,1.5332834704562452,1.5215239980207818,1.5101289134438303,1.4987206043621295,1.4876632801161107,1.4767679193180456,1.466030989272944,1.4554490592829248,1.4450187969924806,1.434904339710686,1.4247654349588785,1.4149315541240082,1.4053930530164531,1.3958238765320012,1.3865404125803178,1.3773796192609185,1.3683390810991209,1.3594164456233424,1.3507577421480339,1.3422086425141857,1.3337670787247886,1.325573876495312,1.3174807197943448,1.3094857872884065,1.3015873015873012,1.2939196297075528,1.2863417695042874,1.2789851304980764,1.2717121588089331,1.2645214351804255,1.2575401288211836,1.2506354855109305,1.2438062493679845,1.2371756185878096,1.2306153076538267,1.224246043595103,1.217942370531736,1.2118226600985218,1.2057641407705124,1.1998829382499265,1.1940588292398795,1.188405797101449,1.1828060390422157,1.1772588055130169,1.1719866603144353,1.1667615253272625,1.1615827745773915,1.156558533145275,1.1516853932584272,1.1469600895188365,1.1422734026745915,1.1377300897234299,1.1333271906385332,1.1289582377237264,1.1247256766642284,1.1206268221574343,1.1166591012256013,1.1128200488555142,1.1091073038773669,1.1054192504718252,1.1019530550080627,1.0986066452304393,1.0952804986642923,1.0921683537559932,1.0891702824758702,1.0863804981452041,1.0836049687252223,1.0810335735630163,1.0785689231848474,1.0763038151907596,1.0741419963321979]
["R513A",60,1515,{"$error":"#N/A"},{"$error":"#N/A"},{"$error":"#N/A"},{"$error":"#N/A"},{"$error":"#N/A"},{"$error":"#N/A"},{"$error":"#N/A"},{"$error":"#N/A"},{"$error":"#N/A"},{"$error":"#N/A"},{"$error":"#N/A"},{"$error":"#N/A"},{"$error":"#N/A"},{"$error":"#N/A"},{"$error":"#N/A"},{"$error":"#N/A"},{"$error":"#N/A"},{"$error":"#N/A"},{"$error":"#N/A"},{"$error":"#N/A"},{"$error":"#N/A"},{"$error":"#N/A"},{"$error":"#N/A"},{"$error":"#N/A"},{"$error":"#N/A"},{"$error":"#N/A"},{"$error":"#N/A"},{"$error":"#N/A"},{"$error":"#N/A"},{"$error":"#N/A"},{"$error":"#N/A"},{"$error":"#N/A"},{"$error":"#N/A"},{"$error":"#N/A"},{"$error":"#N/A"},{"$error":"#N/A"},{"$error":"#N/A"},{"$error":"#N/A"},{"$error":"#N/A"},{"$error":"#N/A"},{"$error":"#N/A"},{"$error":"#N/A"},{"$error":"#N/A"},{"$error":"#N/A"},{"$error":"#N/A"},{"$error":"#N/A"},{"$error":"#N/A"},{"$error":"#N/A"},{"$error":"#N/A"},{"$error":"#N/A"},{"$error":"#N/A"},{"$error":"#N/A"},{"$error":"#N/A"},{"$error":"#N/A"},{"$error":"#N/A"},2.1878335112059752,2.1628275013187972,2.1383866481223928,2.1144920061887564,2.0914810406393469,2.0686175580221984,2.0462485443353846,2.0246913580246915,2.0032573289902267,1.9825918762088968,1.9620354123464667,1.9422074846044532,1.9224757736792741,1.9034354688950788,1.8847686178363472,1.8661811561219839,1.8482344102178809,1.8306295579699361,1.8133569217160552,1.7964071856287418,1.7797713789610763,1.7634408602150538,1.7476555839727197,1.7319065052098006,1.716678297278436,1.7014801493982565,1.6867800329127807,1.6723317471108088,1.6581288757077377,1.6441652185536693,1.6304347826086958,1.6171443597160136,1.6038596948754726,1.5909972836631743,1.5781370284834488,1.5656822810590632,1.5534225814599645,1.5415465597192626,1.5296604899888069,1.5181436682300671,1.5067989709665566,1.495622568093385,1.4846107423053707,1.4737598849748377,1.4632405424696644,1.452698712649108,1.4424768382784101,1.4325646401118097,1.4226231783483685,1.4129810453762204,1.4034687357371065,1.3940836450187009,1.3848232380094574,1.3758389261744961,1.3669704378750831,1.3582155477031801,1.3497201799626908,1.3413304252998912,1.3330443264332938,1.3248599741490732,1.3169164882226976,1.3090676883780328,1.3014495820548091,1.293919629707553,1.286476310009413,1.2792511700468014,1.2721067328575861,1.265041653810552,1.2581833060556467,1.2513989215586527,1.2448132780082988,1.2382965871337965,1.2319711538461535,1.2257100149476827,1.2196331184928109,1.2136161815490871,1.2077769049489391,1.2019935502785108,1.1962653180315115,1.1908219575951202,1.1854279105628374,1.1800825098340206,1.1748973158849938,1.1698687464333271,1.1649933699564312,1.1601584606677988,1.1554720526068578,1.1509310377093664,1.1464255755429209,1.1420612813370474,1.1378353376503236,1.1337450456263249,1.1297878203361806,1.1259611863786159,1.1221603868260195,1.118588577664605,1.1151405258386218,1.1117136659436011,1.1085075702956018,1.1054192504718254,1.102545715310147,1.0996870809119355,1.0970388869068854,1.0945008008542445,1.0921683537559936,1.089942401417811]

{"sheet":"Language","index":7,"n_rows":72,"n_cols":9,"rows_kept":72,"cut":false,"hidden":true,"merged":[]}
["Umrechnung",null,null,null,2,1,2,14,15]
["°C-bar-kW",1,null,null,1,"English","Chinese"]
["°F-Psi-tons",null,null,null,2,"Usage: Select refrigerant and fill yellow fields with your desired conditions.","使用方法: 选择冷媒, 并在黄色部分填入你所要求的工况"]
["°F-Psi-MBH",null,"tons","tBTU/h",3,"Error messages: N/A in Po or PC fields is indicating that normal operating conditions of refrigerant are exceeded.","错误信息: Po或Pc如显示N/A, 表示已超出冷媒的正常工况."]
[null,"Metrisch","Imperial","Imperial",4,"Project: ","项目:"]
[null,"°C","°F","°F",5,"Refrigerant:","冷媒:"]
[null,"K","°F","°F",6,"Evaporating temperature","蒸发温度"]
[null,"kW","tons","MBH (tBtu/hr)",7,"Condensing temperature","冷凝温度"]
[null,"bar","Psid","Psid",8,"Subcooling","过冷度"]
["°C",0,32,32,9,"Liquid temperature","液体温度"]
["K",1,{"$f":"1/1.8","v":0.55555555555555558},{"$f":"1/1.8","v":0.55555555555555558},10,"Differential pressure across valve","阀两端的压差"]
["kW",1,0.28399999999999997,{"$f":"0.94781*3600/1000","v":3.4121160000000001},11,"System cooling capacity","系统制冷量"]
["bar",1,14.5038,14.5038,12,"Pressure Drop ","压降"]
[null,"bara","Psia","Psia",13,"(Liquid Line, Filter Drier, Solenoid Valve, Sight Glass, Liquid Distibutor And Evaporator)","(液管, 干燥过滤器, 电磁阀, 视液镜, 分液头, 蒸发器)"]
[null,null,14.7,14.7,14,"Your choice","你的选择"]
[null,null,null,null,15,"Type ","型号"]
[null,null,null,null,16,"Ratio %","比率%"]
[null,null,null,null,17,"RX1S","RX1S"]
[null,null,null,null,18,"Part Nr.:","产品编号:"]
[null,null,null,null,19,"Controller for EXV:","电子膨胀阀驱动器:"]
[null,null,null,null,20,"Standard stepper motor EXV:","标准步进马达电子膨胀阀:"]
[null,null,null,null,21,"PWM driven EXV:","脉冲式电子膨胀阀:"]
[null,null,null,null,22,"Note:","注:"]
[null,null,null,null,23,"Valve capacity at selected conditions (kW)","指定工况下阀的最大容量   (kW)"]
[null,null,null,null,24,"High performance","高性能"]
[null,null,null,null,25,"stepper motor driven valves ","步进马达驱动的阀"]
[null,null,null,null,26,"Standard ","标准"]
[null,null,null,null,27,"Pulse width modulated valves","脉冲式调节阀"]
[null,null,null,null,28,"ASC Coil 24VAC 50Hz","ASC线圈(24VAC 50Hz)"]
[null,null,null,null,29,"Condensing temperature","冷凝温度"]
[null,null,null,null,30,"Bypass cooling capacity","旁通制冷量"]
[null,null,null,null,31,"Bypass capacity is compressor capacity minus ","旁通制冷量是压缩机容量减去"]
[null,null,null,null,32,"actual partial load capacity in evaporator","蒸发器实际部分负载容量"]
[null,null,null,null,33,"Electrical control valve:","电子控制阀"]
[null,null,null,null,34,"Evaporator cooling capacity","蒸发器制冷量"]
[null,null,null,null,35,"Desired pressure drop across valve ","指定阀的压降"]
[null,null,null,null,36,"Valve is too large","阀太大"]
[null,null,null,null,37,"Orifice","阀芯"]
[null,null,null,null,38,"Spare Parts","配件"]
[null,null,null,null,39,"MOP","最大工作压力"]
[null,null,null,null,40,"Temperature","温度"]
[null,null,null,null,41,"Valve body","阀体"]
[null,null,null,null,42,"metric","米制"]
[null,null,null,null,43,"imperial","英制"]
[null,null,null,null,44,"TI series","TI系列"]
[null,null,null,null,45,"Other versions with flare connection or internal equaliser see catalogue","螺口型或内平衡型请见"]
[null,null,null,null,46,"High performance T-Series","高性能T系列"]
[null,null,null,null,47,"N series","N系列"]
[null,null,null,null,48,"TI-series, interchangeable orifice","TI系列, 可更换阀芯"]
[null,null,null,null,49,"A/B series","A/B 系列"]
[null,null,null,null,50,"ALCO CONTROLS is not to be held responsible for erroneous data regarding capacities, dimensions, applications, etc. stated herein. Products, specifications and data are subject to change without notice. The information given herein is based on technical data and tests which ALCO CONTROLS believes to be reliable and which are in compliance with technical knowledge of today. It is intended only for use by persons having the appropriate technical knowledge and skills, at their own discretion and risk. Since conditions of use are outside of ALCO'S control we can not assume any liability for results obtained or damages occurred due to improper application.","ALCO CONTROLS is not to be held responsible for erroneous data regarding capacities, dimensions, applications, etc. stated herein. Products, specifications and data in this data are subject to change without notice. The information given herein is based on technical data and tests which ALCO CONTROLS believes to be reliable and which are in compliance with technical knowledge of today. It is intended only for use by persons having the appropriate technical knowledge and skills, at their own discretion and risk. Since conditions of use are outside of ALCO'S control we can not assume any liability for results obtained or damages occurred due to improper application."]
[null,null,null,null,51,"int. equalizer","int. equalizer"]
[null,null,null,null,52,"ext. equalizer","ext. equalizer"]
[null,null,null,null,53,"with","with"]
[null,null,null,null,54,"less","less"]
[null,null,null,null,55,"Expansion Valve Duty","Expansion Valve Duty"]
[null,null,null,null,56,"Hot Gas Bypass Duty","Hot Gas Bypass Duty"]
[null,null,null,null,57,"Suction Duty","Suction Duty"]
[null,null,null,null,58,"Liquid and Head Pressure Duty","Liquid and Head Pressure Duty"]
[null,null,null,null,59,"T-Serie","T系列"]
[null,null,null,null,60,"Dew Point","露点温度 "]
[null,null,null,null,61,"Bubble Point","泡点温度 "]
[null,null,null,null,62,"Stator","定子"]
[null,null,null,null,63,"Coil（Just choose one）","线圈（选择其中之一）"]
[null,null,null,null,64,"IP67 Connector Box","IP67接线盒"]
[null,null,null,null,65,"Stator Lead（Just choose one）","定子导线（选择其中之一）"]
[null,null,null,null,66,"Notes","备注"]
[null,null,null,null,67,"DX3","DX3"]
[null,null,null,null,68,"IP（Ingress protection）","IP防护等级"]
[null,null,null,null,69,"DX1","DX1"]
[null,null,null,null,70,"Coil","线圈"]
[null,null,null,null,71,"DX2","DX2"]